## Documentation
La Capra Associates
Technical Appendix 1: Resource Planning
Workbook Name: “TA1 - Resource Planning Figures.xlsx”
Overview
This workbook contains all data and calculations for most Figures found in Technical Appendix 1: Resource Planning.
The worksheets are labelled by figure number. The source data worksheets colored green contain the data from which the figures are derived. These data are consist of tables copied from the NFAT Appendix 4.2.

## Fig 2
| 2013/14 | 2014/15 | 2015/16 | 2016/17 | 2017/18 | 2018/19 | 2019/20 | 2020/21 | 2021/22 | 2022/23 | 2023/24 | 2024/25 | 2025/26 | 2026/27 | 2027/28 | 2028/29 | 2029/30 | 2030/31 | 2031/32 | 2032/33 | 2033/34 | 2034/35 | 2035/36 | 2036/37 | 2037/38 | 2038/39 | 2039/40 | 2040/41 | 2041/42 | 2042/43 | 2043/44 | 2044/45 | 2045/46 | 2046/47 | 2047/48 | 2048/49
10% of MB Net Load | 2498.6 | 2532.7 | 2558 | 2581.5 | 2602.8 | 2635.7 | 2670.5 | 2705.6 | 2742.4 | 2779.3 | 2817.2 | 2856.1 | 2894.9 | 2933.3 | 2971.9 | 3015.7 | 3060 | 3100.4 | 3141.6 | 3182.5 | 3225.9 | 3269 | 3311.9 | 3354.4 | 3396.9 | 3439.8 | 3482.7 | 3525.3 | 3567.3 | 3609.4 | 3649.6 | 3689.8 | 3729.9 | 3770.1 | 3810.3 | 3850.5
10% of MB Load + Exports | 5654.6 | 5688.7 | 4758 | 4637.5 | 4658.8 | 4691.7 | 4726.5 | 4551.6 | 4546.4 | 4583.3 | 4621.2 | 4660.1 | 3244.9 | 3240.3 | 3278.9 | 3322.7 | 3367 | 3245.4 | 3286.6 | 3327.5 | 3370.9 | 3414 | 3456.9 | 3499.4 | 3541.9 | 3584.8 | 3627.7 | 3670.3 | 3712.3 | 3754.4 | 3794.6 | 3834.8 | 3874.9 | 3915.1 | 3955.3 | 3995.5
Off Peak Transmission Limit | 3068 | 3068 | 3068 | 3068 | 3068 | 3068 | 3068 | 3068 | 3068 | 3068 | 3068 | 3068 | 3068 | 3068 | 3068 | 3068 | 3068 | 3068 | 3068 | 3068 | 3068 | 3068 | 3068 | 3068 | 3068 | 3068 | 3068 | 3068 | 3068 | 3068 | 3068 | 3068 | 3068 | 3068 | 3068 | 3068
Criteria Limit | 3068 | 3068 | 3068 | 3068 | 3068 | 3068 | 3068 | 3068 | 3068 | 3068 | 3068 | 3068 | 3068 | 3068 | 3068 | 3068 | 3068 | 3068 | 3068 | 3068 | 3068 | 3068 | 3068 | 3068 | 3068 | 3068 | 3068 | 3068 | 3068 | 3068 | 3068 | 3068 | 3068 | 3068 | 3068 | 3068

## Fig 3
| 2013/14 | 2014/15 | 2015/16 | 2016/17 | 2017/18 | 2018/19 | 2019/20 | 2020/21 | 2021/22 | 2022/23 | 2023/24 | 2024/25 | 2025/26 | 2026/27 | 2027/28 | 2028/29 | 2029/30 | 2030/31 | 2031/32 | 2032/33 | 2033/34 | 2034/35 | 2035/36 | 2036/37 | 2037/38 | 2038/39 | 2039/40 | 2040/41 | 2041/42 | 2042/43 | 2043/44 | 2044/45 | 2045/46 | 2046/47 | 2047/48 | 2048/49
10% of MB Net Load | 2498.6 | 2532.7 | 2558 | 2581.5 | 2602.8 | 2635.7 | 2670.5 | 2705.6 | 2742.4 | 2779.3 | 2817.2 | 2856.1 | 2894.9 | 2933.3 | 2971.9 | 3015.7 | 3060 | 3100.4 | 3141.6 | 3182.5 | 3225.9 | 3269 | 3311.9 | 3354.4 | 3396.9 | 3439.8 | 3482.7 | 3525.3 | 3567.3 | 3609.4 | 3649.6 | 3689.8 | 3729.9 | 3770.1 | 3810.3 | 3850.5
10% of MB Load + Exports | 5654.6 | 5688.7 | 4758 | 4637.5 | 4658.8 | 4691.7 | 4726.5 | 4551.6 | 4546.4 | 4583.3 | 4621.2 | 4660.1 | 3244.9 | 3240.3 | 3278.9 | 3322.7 | 3367 | 3245.4 | 3286.6 | 3327.5 | 3370.9 | 3414 | 3456.9 | 3499.4 | 3541.9 | 3584.8 | 3627.7 | 3670.3 | 3712.3 | 3754.4 | 3794.6 | 3834.8 | 3874.9 | 3915.1 | 3955.3 | 3995.5
All Hours Transmission Limit | 6443 | 6443 | 6443 | 6443 | 6443 | 6443 | 6443 | 6443 | 6443 | 6443 | 6443 | 6443 | 6443 | 6443 | 6443 | 6443 | 6443 | 6443 | 6443 | 6443 | 6443 | 6443 | 6443 | 6443 | 6443 | 6443 | 6443 | 6443 | 6443 | 6443 | 6443 | 6443 | 6443 | 6443 | 6443 | 6443
Criteria Limit | 5654.6 | 5688.7 | 4758 | 4637.5 | 4658.8 | 4691.7 | 4726.5 | 4551.6 | 4546.4 | 4583.3 | 4621.2 | 4660.1 | 3244.9 | 3240.3 | 3278.9 | 3322.7 | 3367 | 3245.4 | 3286.6 | 3327.5 | 3370.9 | 3414 | 3456.9 | 3499.4 | 3541.9 | 3584.8 | 3627.7 | 3670.3 | 3712.3 | 3754.4 | 3794.6 | 3834.8 | 3874.9 | 3915.1 | 3955.3 | 3995.5

## Fig 6
| 2013/14 | 2014/15 | 2015/16 | 2016/17 | 2017/18 | 2018/19 | 2019/20 | 2020/21 | 2021/22 | 2022/23 | 2023/24 | 2024/25 | 2025/26 | 2026/27 | 2027/28 | 2028/29 | 2029/30 | 2030/31 | 2031/32 | 2032/33 | 2033/34 | 2034/35 | 2035/36 | 2036/37 | 2037/38 | 2038/39 | 2039/40 | 2040/41 | 2041/42 | 2042/43 | 2043/44 | 2044/45 | 2045/46 | 2046/47 | 2047/48 | 2048/49
Supply (2013) | 6059 | 6183 | 6286 | 6289 | 6402 | 6405 | 6303 | 6306 | 6309 | 6312 | 6312 | 6312 | 5927 | 5927 | 5927 | 5927 | 5927 | 5752 | 5752 | 5752 | 5752 | 5752 | 5752 | 5752 | 5752 | 5752 | 5752 | 5752 | 5752 | 5752 | 5752 | 5752 | 5752 | 5752 | 5752 | 5752
2012 Demand + Reserves | 5661 | 5732 | 5578 | 5621 | 5692 | 5770 | 5826 | 5908 | 5988 | 6070 | 6158 | 6249 | 5980 | 6067 | 6160 | 6256 | 6353 | 6448 | 6544 | 6643 | 6745 | 6845 | 6946 | 7046 | 7149 | 7252 | 7355 | 7457 | 7559 | 7661 | 7764 | 7867 | 7969 | 8071 | 8173
2013 Demand + Reserves | 5667 | 5752 | 5655 | 5702 | 5748 | 5813 | 5883 | 5899 | 5970 | 6045 | 6123 | 6200 | 5920 | 5998 | 6073 | 6160 | 6246 | 6330 | 6413 | 6496 | 6584 | 6673 | 6761 | 6849 | 6936 | 7025 | 7114 | 7203 | 7291 | 7379 | 7460 | 7542 | 7624 | 7705 | 7786 | 7868

## Fig 7
| 2013/14 | 2014/15 | 2015/16 | 2016/17 | 2017/18 | 2018/19 | 2019/20 | 2020/21 | 2021/22 | 2022/23 | 2023/24 | 2024/25 | 2025/26 | 2026/27 | 2027/28 | 2028/29 | 2029/30 | 2030/31 | 2031/32 | 2032/33 | 2033/34 | 2034/35 | 2035/36 | 2036/37 | 2037/38 | 2038/39 | 2039/40 | 2040/41 | 2041/42 | 2042/43 | 2043/44 | 2044/45 | 2045/46 | 2046/47 | 2047/48 | 2048/49
Supply (2013) | 6059 | 6183 | 6286 | 6289 | 6402 | 6405 | 6303 | 6306 | 6309 | 6312 | 6312 | 6312 | 5927 | 5927 | 5927 | 5927 | 5927 | 5752 | 5752 | 5752 | 5752 | 5752 | 5752 | 5752 | 5752 | 5752 | 5752 | 5752 | 5752 | 5752 | 5752 | 5752 | 5752 | 5752 | 5752 | 5752
2013 Demand + Reserves (Reference) | 5667 | 5752 | 5655 | 5702 | 5748 | 5813 | 5883 | 5899 | 5970 | 6045 | 6123 | 6200 | 5920 | 5998 | 6073 | 6160 | 6246 | 6330 | 6413 | 6496 | 6584 | 6673 | 6761 | 6849 | 6936 | 7025 | 7114 | 7203 | 7291 | 7379 | 7460 | 7542 | 7624 | 7705 | 7786 | 7868
2013 Demand + Reserves (10th) | 2013/14: 5579.667; 2014/15: 5614.3619; 2015/16: 5472.4261; 2016/17: 5480.2249; 2017/18: 5491.4988; 2018/19: 5520.654; 2019/20: 5557.0848; 2020/21: 5540.5767; 2021/22: 5581.3822; 2022/23: 5623.9067; 2023/24: 5671.6118; 2024/25: 5719.5134; 2025/26: 5410.4275; 2026/27: 5459.2441; 2027/28: 5506.2464; 2028/29: 5564.16; 2029/30: 5622.184; 2030/31: 5679.3047; 2031/32: 5734.2927; 2032/33: 5790.4
2013 Demand + Reserves (90th) | 2013/14: 5753.2276; 2014/15: 5889.6381; 2015/16: 5836.4538; 2016/17: 5922.655; 2017/18: 6005.6212; 2018/19: 6105.346; 2019/20: 6208.9152; 2020/21: 6256.3032; 2021/22: 6359.7378; 2022/23: 6464.9734; 2023/24: 6573.2681; 2024/25: 6680.4866; 2025/26: 6429.5725; 2026/27: 6536.7559; 2027/28: 6640.8737; 2028/29: 6754.72; 2029/30: 6868.6961; 2030/31: 6981.8153; 2031/32: 7091.7073; 2032/33: 7202.72

## Fig 9
| 2013/14 | 2014/15 | 2015/16 | 2016/17 | 2017/18 | 2018/19 | 2019/20 | 2020/21 | 2021/22 | 2022/23 | 2023/24 | 2024/25 | 2025/26 | 2026/27 | 2027/28 | 2028/29 | 2029/30 | 2030/31 | 2031/32 | 2032/33 | 2033/34 | 2034/35 | 2035/36 | 2036/37 | 2037/38 | 2038/39 | 2039/40 | 2040/41 | 2041/42 | 2042/43 | 2043/44 | 2044/45 | 2045/46 | 2046/47 | 2047/48 | 2048/49
2012 Exports | 605 | 605 | 358 | 358 | 358 | 358 | 358 | 358 | 358 | 358 | 358 | 358 | 0 | 0 | 0 | 0 | 0 | 0 | 0 | 0 | 0 | 0 | 0 | 0 | 0 | 0 | 0 | 0 | 0 | 0 | 0 | 0 | 0 | 0 | 0 | 0
2013 Exports | 605 | 605 | 413 | 413 | 413 | 413 | 413 | 358 | 358 | 358 | 358 | 358 | 0 | 0 | 0 | 0 | 0 | 0 | 0 | 0 | 0 | 0 | 0 | 0 | 0 | 0 | 0 | 0 | 0 | 0 | 0 | 0 | 0 | 0 | 0 | 0

## Fig 10
| 2013/14 | 2014/15 | 2015/16 | 2016/17 | 2017/18 | 2018/19 | 2019/20 | 2020/21 | 2021/22 | 2022/23 | 2023/24 | 2024/25 | 2025/26 | 2026/27 | 2027/28 | 2028/29 | 2029/30 | 2030/31 | 2031/32 | 2032/33 | 2033/34 | 2034/35 | 2035/36 | 2036/37 | 2037/38 | 2038/39 | 2039/40 | 2040/41 | 2041/42 | 2042/43 | 2043/44 | 2044/45 | 2045/46 | 2046/47 | 2047/48 | 2048/49
2012 DSM | 36 | 58 | 77 | 95 | 111 | 127 | 142 | 154 | 165 | 176 | 181 | 185 | 189 | 194 | 195 | 193 | 191 | 190 | 189 | 185 | 178 | 172 | 166 | 161 | 154 | 146 | 138 | 131 | 124 | 117 | 110 | 102 | 95 | 88 | 81
2013 DSM | 22 | 43 | 62 | 79 | 94 | 109 | 118 | 127 | 136 | 144 | 149 | 153 | 157 | 161 | 166 | 164 | 162 | 161 | 160 | 159 | 153 | 147 | 141 | 136 | 131 | 124 | 117 | 111 | 105 | 100 | 100 | 100 | 100 | 100 | 100 | 100
2013 DSM 1.5x | 34 | 65 | 93 | 119 | 141 | 163 | 177 | 191 | 204 | 216 | 224 | 230 | 235 | 242 | 249 | 246 | 243 | 242 | 240 | 239 | 230 | 221 | 212 | 204 | 196 | 185 | 175 | 166 | 158 | 150 | 150 | 150 | 150 | 150 | 150 | 150
2013 DSM 4x | 90 | 174 | 249 | 317 | 377 | 436 | 473 | 508 | 543 | 577 | 598 | 614 | 627 | 646 | 664 | 656 | 649 | 645 | 641 | 637 | 612 | 588 | 566 | 544 | 523 | 494 | 467 | 442 | 420 | 399 | 399 | 399 | 399 | 399 | 399 | 399

## Fig 11
| 2013/14 | 2014/15 | 2015/16 | 2016/17 | 2017/18 | 2018/19 | 2019/20 | 2020/21 | 2021/22 | 2022/23 | 2023/24 | 2024/25 | 2025/26 | 2026/27 | 2027/28 | 2028/29 | 2029/30 | 2030/31 | 2031/32 | 2032/33 | 2033/34 | 2034/35 | 2035/36 | 2036/37 | 2037/38 | 2038/39 | 2039/40 | 2040/41 | 2041/42 | 2042/43 | 2043/44 | 2044/45 | 2045/46 | 2046/47 | 2047/48 | 2048/49
2013 Base Load Forecast | 4601 | 4680 | 4742 | 4801 | 4857 | 4930 | 5002 | 5074 | 5147 | 5222 | 5296 | 5369 | 5443 | 5516 | 5588 | 5664 | 5739 | 5813 | 5886 | 5959 | 6032 | 6105 | 6178 | 6251 | 6324 | 6396 | 6469 | 6542 | 6615 | 6688 | 6761 | 6834 | 6907 | 6979 | 7052 | 7125
2013 DSM | -22 | -43 | -62 | -79 | -94 | -109 | -118 | -127 | -136 | -144 | -149 | -153 | -157 | -161 | -166 | -164 | -162 | -161 | -160 | -159 | -153 | -147 | -141 | -136 | -131 | -124 | -117 | -111 | -105 | -100 | -100 | -100 | -100 | -100 | -100 | -100
2013 Total Exports | 605 | 605 | 413 | 413 | 413 | 413 | 413 | 358 | 358 | 358 | 358 | 358 | 0 | 0 | 0 | 0 | 0 | 0 | 0 | 0 | 0 | 0 | 0 | 0 | 0 | 0 | 0 | 0 | 0 | 0 | 0 | 0 | 0 | 0 | 0 | 0
Reserve Margin | 10.55% | 11% | 12.01% | 12.01% | 12.01% | 12.01% | 12% | 12.01% | 11.99% | 11.99% | 12.01% | 12% | 11.99% | 12.01% | 12.01% | 12% | 12% | 12% | 12% | 12% | 11.99% | 12% | 11.99% | 12% | 12% | 12.01% | 12% | 12% | 12% | 12.01% | 12% | 12% | 12% | 12.01% | 12% | 12%
| 2013/14 | 2014/15 | 2015/16 | 2016/17 | 2017/18 | 2018/19 | 2019/20 | 2020/21 | 2021/22 | 2022/23 | 2023/24 | 2024/25 | 2025/26 | 2026/27 | 2027/28 | 2028/29 | 2029/30 | 2030/31 | 2031/32 | 2032/33 | 2033/34 | 2034/35 | 2035/36 | 2036/37 | 2037/38 | 2038/39 | 2039/40 | 2040/41 | 2041/42 | 2042/43 | 2043/44 | 2044/45 | 2045/46 | 2046/47 | 2047/48 | 2048/49
Supply (2013) | 6059 | 6183 | 6286 | 6289 | 6402 | 6405 | 6303 | 6306 | 6309 | 6312 | 6312 | 6312 | 5927 | 5927 | 5927 | 5927 | 5927 | 5752 | 5752 | 5752 | 5752 | 5752 | 5752 | 5752 | 5752 | 5752 | 5752 | 5752 | 5752 | 5752 | 5752 | 5752 | 5752 | 5752 | 5752 | 5752
2013 Demand + Reserves | 5667 | 5752 | 5655 | 5702 | 5748 | 5813 | 5883 | 5899 | 5970 | 6045 | 6123 | 6200 | 5920 | 5998 | 6073 | 6160 | 6246 | 6330 | 6413 | 6496 | 6584 | 6673 | 6761 | 6849 | 6936 | 7025 | 7114 | 7203 | 7291 | 7379 | 7460 | 7542 | 7624 | 7705 | 7786 | 7868
2013 Demand + Reserves (1.5x DSM) | 5654.8397 | 5728.1353 | 5620.2774 | 5657.757 | 5695.3557 | 5751.9546 | 5816.921 | 5827.8754 | 5893.8443 | 5964.3651 | 6039.5548 | 6114.3188 | 5832.0848 | 5907.834 | 5980.0345 | 6068.16 | 6155.2835 | 6239.8434 | 6323.4017 | 6406.96 | 6498.3262 | 6590.6795 | 6682.0451 | 6772.8378 | 6862.6417 | 6955.5564 | 7048.4822 | 7140.8376 | 7232.2016 | 7322.9967 | 7404.0024 | 7486.0006 | 7567.9988 | 7648.9962 | 7730.0017 | 7812
2013 Demand + Reserves (4x DSM) | 5594.0382 | 5608.8119 | 5446.6641 | 5436.5419 | 5432.1339 | 5446.7274 | 5486.5258 | 5472.2523 | 5513.0661 | 5561.1906 | 5622.3287 | 5685.913 | 5392.5085 | 5457.0039 | 5515.2069 | 5608.96 | 5701.7009 | 5789.0605 | 5875.4101 | 5961.76 | 6069.9575 | 6179.077 | 6287.2708 | 6392.0267 | 6495.8502 | 6608.3386 | 6720.8933 | 6830.0255 | 6938.2097 | 7042.98 | 7124.0144 | 7206.0036 | 7287.9929 | 7368.9773 | 7450.0104 | 7532

## Fig 12
Source: NFAT, Table 5.1
Hydro | 5175
Thermal | 517
Contracted Imports | 550

## Fig 13
| 2013/14 | 2014/15 | 2015/16 | 2016/17 | 2017/18 | 2018/19 | 2019/20 | 2020/21 | 2021/22 | 2022/23 | 2023/24 | 2024/25 | 2025/26 | 2026/27 | 2027/28 | 2028/29 | 2029/30 | 2030/31 | 2031/32 | 2032/33 | 2033/34 | 2034/35 | 2035/36 | 2036/37 | 2037/38 | 2038/39 | 2039/40 | 2040/41 | 2041/42 | 2042/43 | 2043/44 | 2044/45 | 2045/46 | 2046/47 | 2047/48 | 2048/49
Existing Hydro | 5124 | 5127 | 5164 | 5167 | 5194 | 5197 | 5200 | 5203 | 5206 | 5209 | 5209 | 5209 | 5209 | 5209 | 5209 | 5209 | 5209 | 5209 | 5209 | 5209 | 5209 | 5209 | 5209 | 5209 | 5209 | 5209 | 5209 | 5209 | 5209 | 5209 | 5209 | 5209 | 5209 | 5209 | 5209 | 5209
Existing Thermal | 0 | 0 | 0 | 0 | 0 | 0 | 0 | 0 | 0 | 0 | 0 | 0 | 0 | 0 | 0 | 0 | 0 | 0 | 0 | 0 | 0 | 0 | 0 | 0 | 0 | 0 | 0 | 0 | 0 | 0 | 0 | 0 | 0 | 0 | 0 | 0
--Brandon Coal - Unit 5 | 105 | 105 | 105 | 105 | 105 | 105 | 0 | 0 | 0 | 0 | 0 | 0 | 0 | 0 | 0 | 0 | 0 | 0 | 0 | 0 | 0 | 0 | 0 | 0 | 0 | 0 | 0 | 0 | 0 | 0 | 0 | 0 | 0 | 0 | 0 | 0
--Selkirk Gas | 0 | 66 | 132 | 132 | 132 | 132 | 132 | 132 | 132 | 132 | 132 | 132 | 132 | 132 | 132 | 132 | 132 | 132 | 132 | 132 | 132 | 132 | 132 | 132 | 132 | 132 | 132 | 132 | 132 | 132 | 132 | 132 | 132 | 132 | 132 | 132
--Brandon Units 6-7 SCGT | 280 | 280 | 280 | 280 | 280 | 280 | 280 | 280 | 280 | 280 | 280 | 280 | 280 | 280 | 280 | 280 | 280 | 280 | 280 | 280 | 280 | 280 | 280 | 280 | 280 | 280 | 280 | 280 | 280 | 280 | 280 | 280 | 280 | 280 | 280 | 280
Contracted Imports (extended) | 550 | 385 | 385 | 385 | 385 | 385 | 385 | 385 | 385 | 385 | 385 | 385 | 385 | 385 | 385 | 385 | 385 | 385 | 385 | 385 | 385 | 385 | 385 | 385 | 385 | 385 | 385 | 385 | 385 | 385 | 385 | 385 | 385 | 385 | 385 | 385
Proposed Imports (extended) | 0 | 220 | 220 | 220 | 220 | 220 | 220 | 220 | 220 | 220 | 220 | 220 | 220 | 220 | 220 | 220 | 220 | 220 | 220 | 220 | 220 | 220 | 220 | 220 | 220 | 220 | 220 | 220 | 220 | 220 | 220 | 220 | 220 | 220 | 220 | 220
Pointe du Bois Rebuild | 0 | 0 | 0 | 0 | 0 | 0 | 0 | 0 | 0 | 0 | 0 | 0 | 0 | 0 | 0 | 0 | 0 | 45 | 45 | 45 | 45 | 45 | 45 | 45 | 45 | 45 | 45 | 45 | 45 | 45 | 45 | 45 | 45 | 45 | 45 | 45
Bipole III Reduced Losses | 0 | 0 | 0 | 0 | 86 | 86 | 86 | 86 | 86 | 86 | 86 | 86 | 86 | 86 | 86 | 86 | 86 | 86 | 86 | 86 | 86 | 86 | 86 | 86 | 86 | 86 | 86 | 86 | 86 | 86 | 86 | 86 | 86 | 86 | 86 | 86
Total 2013 Supply | 6059 | 6183 | 6286 | 6289 | 6402 | 6405 | 6303 | 6306 | 6309 | 6312 | 6312 | 6312 | 6312 | 6312 | 6312 | 6312 | 6312 | 6357 | 6357 | 6357 | 6357 | 6357 | 6357 | 6357 | 6357 | 6357 | 6357 | 6357 | 6357 | 6357 | 6357 | 6357 | 6357 | 6357 | 6357 | 6357
| 2013/14 | 2014/15 | 2015/16 | 2016/17 | 2017/18 | 2018/19 | 2019/20 | 2020/21 | 2021/22 | 2022/23 | 2023/24 | 2024/25 | 2025/26 | 2026/27 | 2027/28 | 2028/29 | 2029/30 | 2030/31 | 2031/32 | 2032/33 | 2033/34 | 2034/35 | 2035/36 | 2036/37 | 2037/38 | 2038/39 | 2039/40 | 2040/41 | 2041/42 | 2042/43 | 2043/44 | 2044/45 | 2045/46 | 2046/47 | 2047/48 | 2048/49
Supply (2013) | 6059 | 6183 | 6286 | 6289 | 6402 | 6405 | 6303 | 6306 | 6309 | 6312 | 6312 | 6312 | 5927 | 5927 | 5927 | 5927 | 5927 | 5752 | 5752 | 5752 | 5752 | 5752 | 5752 | 5752 | 5752 | 5752 | 5752 | 5752 | 5752 | 5752 | 5752 | 5752 | 5752 | 5752 | 5752 | 5752
Extended import contracts | [11 empty] | 6312 | 6312 | 6312 | 6312 | 6312 | 6312 | 6357 | 6357 | 6357 | 6357 | 6357 | 6357 | 6357 | 6357 | 6357 | 6357 | 6357 | 6357 | 6357 | 6357 | 6357 | 6357 | 6357 | 6357 | 6357
2012 Demand + Reserves | 5661 | 5732 | 5578 | 5621 | 5692 | 5770 | 5826 | 5908 | 5988 | 6070 | 6158 | 6249 | 5980 | 6067 | 6160 | 6256 | 6353 | 6448 | 6544 | 6643 | 6745 | 6845 | 6946 | 7046 | 7149 | 7252 | 7355 | 7457 | 7559 | 7661 | 7764 | 7867 | 7969 | 8071 | 8173
2013 Demand + Reserves | 5667 | 5752 | 5655 | 5702 | 5748 | 5813 | 5883 | 5899 | 5970 | 6045 | 6123 | 6200 | 5920 | 5998 | 6073 | 6160 | 6246 | 6330 | 6413 | 6496 | 6584 | 6673 | 6761 | 6849 | 6936 | 7025 | 7114 | 7203 | 7291 | 7379 | 7460 | 7542 | 7624 | 7705 | 7786 | 7868

## Fig 14
| 2013/14 | 2014/15 | 2015/16 | 2016/17 | 2017/18 | 2018/19 | 2019/20 | 2020/21 | 2021/22 | 2022/23 | 2023/24 | 2024/25 | 2025/26 | 2026/27 | 2027/28 | 2028/29 | 2029/30 | 2030/31 | 2031/32 | 2032/33 | 2033/34 | 2034/35 | 2035/36 | 2036/37 | 2037/38 | 2038/39 | 2039/40 | 2040/41 | 2041/42 | 2042/43 | 2043/44 | 2044/45 | 2045/46 | 2046/47 | 2047/48 | 2048/49
Supply (2013) | 30211 | 30242 | 30652 | 30700 | 30879 | 30871 | 30634 | 30034 | 30026 | 30018 | 30018 | 30008 | 29560 | 29461 | 29451 | 29441 | 29441 | 29254 | 29274 | 29264 | 29254 | 29254 | 29244 | 29234 | 29234 | 29224 | 29224 | 29214 | 29204 | 29204 | 29194 | 29184 | 29184 | 29174 | 29164 | 29164
2012 Net Load + Exports | 28717 | 28956 | 28005 | 28045 | 28423 | 28837 | 29080 | 29511 | 29923 | 30344 | 30778 | 31223 | 30048 | 30438 | 30903 | 31378 | 31859 | 32326 | 32777 | 33248 | 33742 | 34232 | 34718 | 35201 | 35687 | 36175 | 36662 | 37148 | 37630 | 38116 | 38602 | 39087 | 39572 | 40056 | 40542
2013 Net Load + Exports | 28287 | 28628 | 27925 | 28016 | 28229 | 28558 | 28906 | 29047 | 29373 | 29742 | 30121 | 30510 | 29444 | 29785 | 30171 | 30609 | 31052 | 31294 | 31706 | 32115 | 32549 | 32980 | 33409 | 33834 | 34259 | 34688 | 35117 | 35543 | 35963 | 36384 | 36786 | 37188 | 37589 | 37991 | 38393 | 38795

## Fig 15
| 2013/14 | 2014/15 | 2015/16 | 2016/17 | 2017/18 | 2018/19 | 2019/20 | 2020/21 | 2021/22 | 2022/23 | 2023/24 | 2024/25 | 2025/26 | 2026/27 | 2027/28 | 2028/29 | 2029/30 | 2030/31 | 2031/32 | 2032/33 | 2033/34 | 2034/35 | 2035/36 | 2036/37 | 2037/38 | 2038/39 | 2039/40 | 2040/41 | 2041/42 | 2042/43 | 2043/44 | 2044/45 | 2045/46 | 2046/47 | 2047/48 | 2048/49
Supply (2013) | 30211 | 30242 | 30652 | 30700 | 30879 | 30871 | 30634 | 30034 | 30026 | 30018 | 30018 | 30008 | 29560 | 29461 | 29451 | 29441 | 29441 | 29254 | 29274 | 29264 | 29254 | 29254 | 29244 | 29234 | 29234 | 29224 | 29224 | 29214 | 29204 | 29204 | 29194 | 29184 | 29184 | 29174 | 29164 | 29164
2013 Net Load + Exports (Reference) | 28287 | 28628 | 27925 | 28016 | 28229 | 28558 | 28906 | 29047 | 29373 | 29742 | 30121 | 30510 | 29444 | 29785 | 30171 | 30609 | 31052 | 31294 | 31706 | 32115 | 32549 | 32980 | 33409 | 33834 | 34259 | 34688 | 35117 | 35543 | 35963 | 36384 | 36786 | 37188 | 37589 | 37991 | 38393 | 38795
2013 Net Load + Exports (10th) | 2013/14: 27923; 2014/15: 28071; 2015/16: 27211; 2016/17: 27162; 2017/18: 27246; 2018/19: 27453; 2019/20: 27686; 2020/21: 27718; 2021/22: 27937; 2022/23: 28202; 2023/24: 28480; 2024/25: 28771; 2025/26: 27608; 2026/27: 27855; 2027/28: 28148; 2028/29: 28493; 2029/30: 28845; 2030/31: 28999; 2031/32: 29323; 2032/33: 29644
2013 Net Load + Exports (90th) | 2013/14: 28651; 2014/15: 29184; 2015/16: 28639; 2016/17: 28870; 2017/18: 29212; 2018/19: 29662; 2019/20: 30125; 2020/21: 30377; 2021/22: 30810; 2022/23: 31282; 2023/24: 31762; 2024/25: 32249; 2025/26: 31280; 2026/27: 31716; 2027/28: 32195; 2028/29: 32724; 2029/30: 33258; 2030/31: 33590; 2031/32: 34090; 2032/33: 34586

## Fig 16
| 2013/14 | 2014/15 | 2015/16 | 2016/17 | 2017/18 | 2018/19 | 2019/20 | 2020/21 | 2021/22 | 2022/23 | 2023/24 | 2024/25 | 2025/26 | 2026/27 | 2027/28 | 2028/29 | 2029/30 | 2030/31 | 2031/32 | 2032/33 | 2033/34 | 2034/35 | 2035/36 | 2036/37 | 2037/38 | 2038/39 | 2039/40 | 2040/41 | 2041/42 | 2042/43 | 2043/44 | 2044/45 | 2045/46 | 2046/47 | 2047/48 | 2048/49
2012 DSM | 173 | 271 | 356 | 436 | 509 | 583 | 643 | 693 | 740 | 782 | 805 | 820 | 841 | 865 | 866 | 850 | 832 | 816 | 803 | 779 | 743 | 711 | 682 | 657 | 628 | 598 | 568 | 540 | 516 | 487 | 459 | 431 | 404 | 377 | 349
2013 DSM | 108 | 204 | 288 | 362 | 433 | 501 | 548 | 588 | 628 | 667 | 696 | 712 | 728 | 751 | 773 | 755 | 736 | 722 | 712 | 701 | 665 | 636 | 609 | 585 | 562 | 535 | 508 | 484 | 465 | 446 | 446 | 446 | 446 | 446 | 446 | 446
2013 DSM 1.5x | 162 | 306 | 432 | 544 | 650 | 752 | 822 | 882 | 941 | 1000 | 1044 | 1067 | 1092 | 1126 | 1159 | 1132 | 1105 | 1083 | 1068 | 1051 | 998 | 955 | 913 | 878 | 843 | 802 | 762 | 726 | 697 | 669 | 669 | 669 | 669 | 669 | 669 | 669
2013 DSM 4x | 433 | 815 | 1152 | 1450 | 1733 | 2005 | 2192 | 2351 | 2510 | 2667 | 2784 | 2846 | 2911 | 3003 | 3090 | 3018 | 2946 | 2889 | 2847 | 2803 | 2661 | 2546 | 2434 | 2341 | 2249 | 2138 | 2031 | 1936 | 1859 | 1785 | 1785 | 1785 | 1785 | 1785 | 1785 | 1785

## Fig 17
| 2013/14 | 2014/15 | 2015/16 | 2016/17 | 2017/18 | 2018/19 | 2019/20 | 2020/21 | 2021/22 | 2022/23 | 2023/24 | 2024/25 | 2025/26 | 2026/27 | 2027/28 | 2028/29 | 2029/30 | 2030/31 | 2031/32 | 2032/33 | 2033/34 | 2034/35 | 2035/36 | 2036/37 | 2037/38 | 2038/39 | 2039/40 | 2040/41 | 2041/42 | 2042/43 | 2043/44 | 2044/45 | 2045/46 | 2046/47 | 2047/48 | 2048/49
2013 Base Load Forecast + Construction power | 25239 | 25676 | 26013 | 26322 | 26606 | 27003 | 27398 | 27789 | 28197 | 28605 | 29013 | 29418 | 29822 | 30229 | 30637 | 31057 | 31481 | 31871 | 32273 | 32671 | 33069 | 33471 | 33873 | 34274 | 34676 | 35078 | 35480 | 35882 | 36283 | 36685 | 37087 | 37489 | 37890 | 38292 | 38694 | 39096
2013 DSM | -108 | -204 | -288 | -362 | -433 | -501 | -548 | -588 | -628 | -667 | -696 | -712 | -728 | -751 | -773 | -755 | -736 | -722 | -712 | -701 | -665 | -636 | -609 | -585 | -562 | -535 | -508 | -484 | -465 | -446 | -446 | -446 | -446 | -446 | -446 | -446
2013 Total Net Exports | 3156 | 3156 | 2200 | 2056 | 2056 | 2056 | 2056 | 1846 | 1804 | 1804 | 1804 | 1804 | 350 | 307 | 307 | 307 | 307 | 145 | 145 | 145 | 145 | 145 | 145 | 145 | 145 | 145 | 145 | 145 | 145 | 145 | 145 | 145 | 145 | 145 | 145 | 145
| 2013/14 | 2014/15 | 2015/16 | 2016/17 | 2017/18 | 2018/19 | 2019/20 | 2020/21 | 2021/22 | 2022/23 | 2023/24 | 2024/25 | 2025/26 | 2026/27 | 2027/28 | 2028/29 | 2029/30 | 2030/31 | 2031/32 | 2032/33 | 2033/34 | 2034/35 | 2035/36 | 2036/37 | 2037/38 | 2038/39 | 2039/40 | 2040/41 | 2041/42 | 2042/43 | 2043/44 | 2044/45 | 2045/46 | 2046/47 | 2047/48 | 2048/49
Supply (2013) | 30211 | 30242 | 30652 | 30700 | 30879 | 30871 | 30634 | 30034 | 30026 | 30018 | 30018 | 30008 | 29560 | 29461 | 29451 | 29441 | 29441 | 29254 | 29274 | 29264 | 29254 | 29254 | 29244 | 29234 | 29234 | 29224 | 29224 | 29214 | 29204 | 29204 | 29194 | 29184 | 29184 | 29174 | 29164 | 29164
2013 Net Load + Exports | 28287 | 28628 | 27925 | 28016 | 28229 | 28558 | 28906 | 29047 | 29373 | 29742 | 30121 | 30510 | 29444 | 29785 | 30171 | 30609 | 31052 | 31294 | 31706 | 32115 | 32549 | 32980 | 33409 | 33834 | 34259 | 34688 | 35117 | 35543 | 35963 | 36384 | 36786 | 37188 | 37589 | 37991 | 38393 | 38795
2013 Net Load + Exports (1.5x DSM) | 28233 | 28526 | 27781 | 27835 | 28012.5 | 28307.5 | 28632 | 28753 | 29059 | 29408.5 | 29773 | 30154 | 29080 | 29409.5 | 29784.5 | 30231.5 | 30684 | 30933 | 31350 | 31764.5 | 32216.5 | 32662 | 33104.5 | 33541.5 | 33978 | 34420.5 | 34863 | 35301 | 35730.5 | 36161 | 36563 | 36965 | 37366 | 37768 | 38170 | 38572
2013 Net Load + Exports (4x DSM) | 27963 | 28016 | 27061 | 26930 | 26930 | 27055 | 27262 | 27283 | 27489 | 27741 | 28033 | 28374 | 27260 | 27532 | 27852 | 28344 | 28844 | 29128 | 29570 | 30012 | 30554 | 31072 | 31582 | 32079 | 32573 | 33083 | 33593 | 34091 | 34568 | 35046 | 35448 | 35850 | 36251 | 36653 | 37055 | 37457

## Fig 19
| 2013/14 | 2014/15 | 2015/16 | 2016/17 | 2017/18 | 2018/19 | 2019/20 | 2020/21 | 2021/22 | 2022/23 | 2023/24 | 2024/25 | 2025/26 | 2026/27 | 2027/28 | 2028/29 | 2029/30 | 2030/31 | 2031/32 | 2032/33 | 2033/34 | 2034/35 | 2035/36 | 2036/37 | 2037/38 | 2038/39 | 2039/40 | 2040/41 | 2041/42 | 2042/43 | 2043/44 | 2044/45 | 2045/46 | 2046/47 | 2047/48 | 2048/49
Brandon add'l energy | 0 | 0 | 0 | 0 | 0 | 0 | 219 | 811 | 811 | 811 | 811 | 811 | 811 | 811 | 811 | 811 | 811 | 811 | 811 | 811 | 811 | 811 | 811 | 811 | 811 | 811 | 811 | 811 | 811 | 811 | 811 | 811 | 811 | 811 | 811 | 811
| 2013/14 | 2014/15 | 2015/16 | 2016/17 | 2017/18 | 2018/19 | 2019/20 | 2020/21 | 2021/22 | 2022/23 | 2023/24 | 2024/25 | 2025/26 | 2026/27 | 2027/28 | 2028/29 | 2029/30 | 2030/31 | 2031/32 | 2032/33 | 2033/34 | 2034/35 | 2035/36 | 2036/37 | 2037/38 | 2038/39 | 2039/40 | 2040/41 | 2041/42 | 2042/43 | 2043/44 | 2044/45 | 2045/46 | 2046/47 | 2047/48 | 2048/49
Supply (2013) | 30211 | 30242 | 30652 | 30700 | 30879 | 30871 | 30634 | 30034 | 30026 | 30018 | 30018 | 30008 | 29560 | 29461 | 29451 | 29441 | 29441 | 29254 | 29274 | 29264 | 29254 | 29254 | 29244 | 29234 | 29234 | 29224 | 29224 | 29214 | 29204 | 29204 | 29194 | 29184 | 29184 | 29174 | 29164 | 29164
Supply (2013) + Brandon | [5 empty] | 30871 | 30853 | 30845 | 30837 | 30829 | 30829 | 30819 | 30371 | 30272 | 30262 | 30252 | 30252 | 30065 | 30085 | 30075 | 30065 | 30065 | 30055 | 30045 | 30045 | 30035 | 30035 | 30025 | 30015 | 30015 | 30005 | 29995 | 29995 | 29985 | 29975 | 29975
2012 Net Load + Exports | 28717 | 28956 | 28005 | 28045 | 28423 | 28837 | 29080 | 29511 | 29923 | 30344 | 30778 | 31223 | 30048 | 30438 | 30903 | 31378 | 31859 | 32326 | 32777 | 33248 | 33742 | 34232 | 34718 | 35201 | 35687 | 36175 | 36662 | 37148 | 37630 | 38116 | 38602 | 39087 | 39572 | 40056 | 40542
2013 Net Load + Exports | 28287 | 28628 | 27925 | 28016 | 28229 | 28558 | 28906 | 29047 | 29373 | 29742 | 30121 | 30510 | 29444 | 29785 | 30171 | 30609 | 31052 | 31294 | 31706 | 32115 | 32549 | 32980 | 33409 | 33834 | 34259 | 34688 | 35117 | 35543 | 35963 | 36384 | 36786 | 37188 | 37589 | 37991 | 38393 | 38795

## Fig 20
| 2013/14 | 2014/15 | 2015/16 | 2016/17 | 2017/18 | 2018/19 | 2019/20 | 2020/21 | 2021/22 | 2022/23 | 2023/24 | 2024/25 | 2025/26 | 2026/27 | 2027/28 | 2028/29 | 2029/30 | 2030/31 | 2031/32 | 2032/33 | 2033/34 | 2034/35 | 2035/36 | 2036/37 | 2037/38 | 2038/39 | 2039/40 | 2040/41 | 2041/42 | 2042/43 | 2043/44 | 2044/45 | 2045/46 | 2046/47 | 2047/48 | 2048/49
Existing Hydro | 21914 | 21912 | 21911 | 21899 | 21888 | 21880 | 21862 | 21854 | 21846 | 21838 | 21838 | 21828 | 21818 | 21818 | 21808 | 21798 | 21798 | 21788 | 21788 | 21778 | 21768 | 21768 | 21758 | 21748 | 21748 | 21738 | 21738 | 21728 | 21718 | 21718 | 21708 | 21698 | 21698 | 21688 | 21678 | 21678
Existing Thermal | 0 | 0 | 0 | 0 | 0 | 0 | 0 | 0 | 0 | 0 | 0 | 0 | 0 | 0 | 0 | 0 | 0 | 0 | 0 | 0 | 0 | 0 | 0 | 0 | 0 | 0 | 0 | 0 | 0 | 0 | 0 | 0 | 0 | 0 | 0 | 0
--Brandon Coal - Unit 5 | 811 | 811 | 811 | 811 | 811 | 811 | 592 | 0 | 0 | 0 | 0 | 0 | 0 | 0 | 0 | 0 | 0 | 0 | 0 | 0 | 0 | 0 | 0 | 0 | 0 | 0 | 0 | 0 | 0 | 0 | 0 | 0 | 0 | 0 | 0 | 0
--Selkirk Gas | 953 | 953 | 953 | 953 | 953 | 953 | 953 | 953 | 953 | 953 | 953 | 953 | 953 | 953 | 953 | 953 | 953 | 953 | 953 | 953 | 953 | 953 | 953 | 953 | 953 | 953 | 953 | 953 | 953 | 953 | 953 | 953 | 953 | 953 | 953 | 953
--Brandon Units 6-7 SCGT | 2354 | 2354 | 2354 | 2354 | 2354 | 2354 | 2354 | 2354 | 2354 | 2354 | 2354 | 2354 | 2354 | 2354 | 2354 | 2354 | 2354 | 2354 | 2354 | 2354 | 2354 | 2354 | 2354 | 2354 | 2354 | 2354 | 2354 | 2354 | 2354 | 2354 | 2354 | 2354 | 2354 | 2354 | 2354 | 2354
Contracted Imports | 2705 | 1949 | 1549 | 1639 | 1639 | 1639 | 1639 | 1639 | 1639 | 1639 | 1639 | 1639 | 271 | 0 | 0 | 0 | 0 | 0 | 0 | 0 | 0 | 0 | 0 | 0 | 0 | 0 | 0 | 0 | 0 | 0 | 0 | 0 | 0 | 0 | 0 | 0
Proposed Imports | 0 | 781 | 936 | 936 | 936 | 936 | 936 | 936 | 936 | 936 | 936 | 936 | 936 | 936 | 936 | 936 | 936 | 155 | 0 | 0 | 0 | 0 | 0 | 0 | 0 | 0 | 0 | 0 | 0 | 0 | 0 | 0 | 0 | 0 | 0 | 0
Hydro Adjustment | 340 | 373 | 784 | 844 | 844 | 844 | 844 | 844 | 844 | 844 | 844 | 844 | 406 | 307 | 307 | 307 | 307 | 70 | 0 | 0 | 0 | 0 | 0 | 0 | 0 | 0 | 0 | 0 | 0 | 0 | 0 | 0 | 0 | 0 | 0 | 0
Market Purchases | 363 | 338 | 583 | 493 | 493 | 493 | 493 | 493 | 493 | 493 | 493 | 493 | 1861 | 2132 | 2132 | 2132 | 2132 | 2913 | 3068 | 3068 | 3068 | 3068 | 3068 | 3068 | 3068 | 3068 | 3068 | 3068 | 3068 | 3068 | 3068 | 3068 | 3068 | 3068 | 3068 | 3068
Additional Imports to 6,443 GWh | 3375 | 3375 | 3375 | 3375 | 3375 | 3375 | 3375 | 3375 | 3375 | 3375 | 3375 | 3375 | 3375 | 3375 | 3375 | 3375 | 3375 | 3375 | 3375 | 3375 | 3375 | 3375 | 3375 | 3375 | 3375 | 3375 | 3375 | 3375 | 3375 | 3375 | 3375 | 3375 | 3375 | 3375 | 3375 | 3375
Existing Wind | 771 | 771 | 771 | 771 | 771 | 771 | 771 | 771 | 771 | 771 | 771 | 771 | 771 | 771 | 771 | 771 | 771 | 771 | 771 | 771 | 771 | 771 | 771 | 771 | 771 | 771 | 771 | 771 | 771 | 771 | 771 | 771 | 771 | 771 | 771 | 771
Pointe du Bois Rebuild | 0 | 0 | 0 | 0 | 0 | 0 | 0 | 0 | 0 | 0 | 0 | 0 | 0 | 0 | 0 | 0 | 0 | 60 | 150 | 150 | 150 | 150 | 150 | 150 | 150 | 150 | 150 | 150 | 150 | 150 | 150 | 150 | 150 | 150 | 150 | 150
Bipole III Reduced Losses | 0 | 0 | 0 | 0 | 190 | 190 | 190 | 190 | 190 | 190 | 190 | 190 | 190 | 190 | 190 | 190 | 190 | 190 | 190 | 190 | 190 | 190 | 190 | 190 | 190 | 190 | 190 | 190 | 190 | 190 | 190 | 190 | 190 | 190 | 190 | 190
Total 2013 Supply | 33586 | 33617 | 34027 | 34075 | 34254 | 34246 | 34009 | 33409 | 33401 | 33393 | 33393 | 33383 | 32935 | 32836 | 32826 | 32816 | 32816 | 32629 | 32649 | 32639 | 32629 | 32629 | 32619 | 32609 | 32609 | 32599 | 32599 | 32589 | 32579 | 32579 | 32569 | 32559 | 32559 | 32549 | 32539 | 32539
| 2013/14 | 2014/15 | 2015/16 | 2016/17 | 2017/18 | 2018/19 | 2019/20 | 2020/21 | 2021/22 | 2022/23 | 2023/24 | 2024/25 | 2025/26 | 2026/27 | 2027/28 | 2028/29 | 2029/30 | 2030/31 | 2031/32 | 2032/33 | 2033/34 | 2034/35 | 2035/36 | 2036/37 | 2037/38 | 2038/39 | 2039/40 | 2040/41 | 2041/42 | 2042/43 | 2043/44 | 2044/45 | 2045/46 | 2046/47 | 2047/48 | 2048/49
Supply (2013) | 30211 | 30242 | 30652 | 30700 | 30879 | 30871 | 30634 | 30034 | 30026 | 30018 | 30018 | 30008 | 29560 | 29461 | 29451 | 29441 | 29441 | 29254 | 29274 | 29264 | 29254 | 29254 | 29244 | 29234 | 29234 | 29224 | 29224 | 29214 | 29204 | 29204 | 29194 | 29184 | 29184 | 29174 | 29164 | 29164
Supply + on-peak imports | 33586 | 33617 | 34027 | 34075 | 34254 | 34246 | 34009 | 33409 | 33401 | 33393 | 33393 | 33383 | 32935 | 32836 | 32826 | 32816 | 32816 | 32629 | 32649 | 32639 | 32629 | 32629 | 32619 | 32609 | 32609 | 32599 | 32599 | 32589 | 32579 | 32579 | 32569 | 32559 | 32559 | 32549 | 32539 | 32539
2012 Net Load + Exports | 28717 | 28956 | 28005 | 28045 | 28423 | 28837 | 29080 | 29511 | 29923 | 30344 | 30778 | 31223 | 30048 | 30438 | 30903 | 31378 | 31859 | 32326 | 32777 | 33248 | 33742 | 34232 | 34718 | 35201 | 35687 | 36175 | 36662 | 37148 | 37630 | 38116 | 38602 | 39087 | 39572 | 40056 | 40542
2013 Net Load + Exports | 28287 | 28628 | 27925 | 28016 | 28229 | 28558 | 28906 | 29047 | 29373 | 29742 | 30121 | 30510 | 29444 | 29785 | 30171 | 30609 | 31052 | 31294 | 31706 | 32115 | 32549 | 32980 | 33409 | 33834 | 34259 | 34688 | 35117 | 35543 | 35963 | 36384 | 36786 | 37188 | 37589 | 37991 | 38393 | 38795

## Fig 21
| 2013/14 | 2014/15 | 2015/16 | 2016/17 | 2017/18 | 2018/19 | 2019/20 | 2020/21 | 2021/22 | 2022/23 | 2023/24 | 2024/25 | 2025/26 | 2026/27 | 2027/28 | 2028/29 | 2029/30 | 2030/31 | 2031/32 | 2032/33 | 2033/34 | 2034/35 | 2035/36 | 2036/37 | 2037/38 | 2038/39 | 2039/40 | 2040/41 | 2041/42 | 2042/43 | 2043/44 | 2044/45 | 2045/46 | 2046/47 | 2047/48 | 2048/49
Existing Hydro | 21914 | 21912 | 21911 | 21899 | 21888 | 21880 | 21862 | 21854 | 21846 | 21838 | 21838 | 21828 | 21818 | 21818 | 21808 | 21798 | 21798 | 21788 | 21788 | 21778 | 21768 | 21768 | 21758 | 21748 | 21748 | 21738 | 21738 | 21728 | 21718 | 21718 | 21708 | 21698 | 21698 | 21688 | 21678 | 21678
Existing Thermal | 0 | 0 | 0 | 0 | 0 | 0 | 0 | 0 | 0 | 0 | 0 | 0 | 0 | 0 | 0 | 0 | 0 | 0 | 0 | 0 | 0 | 0 | 0 | 0 | 0 | 0 | 0 | 0 | 0 | 0 | 0 | 0 | 0 | 0 | 0 | 0
--Brandon Coal - Unit 5 | 811 | 811 | 811 | 811 | 811 | 811 | 592 | 0 | 0 | 0 | 0 | 0 | 0 | 0 | 0 | 0 | 0 | 0 | 0 | 0 | 0 | 0 | 0 | 0 | 0 | 0 | 0 | 0 | 0 | 0 | 0 | 0 | 0 | 0 | 0 | 0
--Selkirk Gas | 953 | 953 | 953 | 953 | 953 | 953 | 953 | 953 | 953 | 953 | 953 | 953 | 953 | 953 | 953 | 953 | 953 | 953 | 953 | 953 | 953 | 953 | 953 | 953 | 953 | 953 | 953 | 953 | 953 | 953 | 953 | 953 | 953 | 953 | 953 | 953
--Brandon Units 6-7 SCGT | 2354 | 2354 | 2354 | 2354 | 2354 | 2354 | 2354 | 2354 | 2354 | 2354 | 2354 | 2354 | 2354 | 2354 | 2354 | 2354 | 2354 | 2354 | 2354 | 2354 | 2354 | 2354 | 2354 | 2354 | 2354 | 2354 | 2354 | 2354 | 2354 | 2354 | 2354 | 2354 | 2354 | 2354 | 2354 | 2354
Contracted Imports | 2705 | 1949 | 1549 | 1639 | 1639 | 1639 | 1639 | 1639 | 1639 | 1639 | 1639 | 1639 | 271 | 0 | 0 | 0 | 0 | 0 | 0 | 0 | 0 | 0 | 0 | 0 | 0 | 0 | 0 | 0 | 0 | 0 | 0 | 0 | 0 | 0 | 0 | 0
Proposed Imports | 0 | 781 | 936 | 936 | 936 | 936 | 936 | 936 | 936 | 936 | 936 | 936 | 936 | 936 | 936 | 936 | 936 | 155 | 0 | 0 | 0 | 0 | 0 | 0 | 0 | 0 | 0 | 0 | 0 | 0 | 0 | 0 | 0 | 0 | 0 | 0
Hydro Adjustment | 340 | 373 | 784 | 844 | 844 | 844 | 844 | 844 | 844 | 844 | 844 | 844 | 844 | 844 | 844 | 844 | 844 | 844 | 844 | 844 | 844 | 844 | 844 | 844 | 844 | 844 | 844 | 844 | 844 | 844 | 844 | 844 | 844 | 844 | 844 | 844
Market Purchases | 363 | 338 | 583 | 493 | 493 | 493 | 493 | 493 | 493 | 493 | 493 | 493 | 1861 | 2132 | 2132 | 2132 | 2132 | 2913 | 3068 | 3068 | 3068 | 3068 | 3068 | 3068 | 3068 | 3068 | 3068 | 3068 | 3068 | 3068 | 3068 | 3068 | 3068 | 3068 | 3068 | 3068
Existing Wind | 771 | 771 | 771 | 771 | 771 | 771 | 771 | 771 | 771 | 771 | 771 | 771 | 771 | 771 | 771 | 771 | 771 | 771 | 771 | 771 | 771 | 771 | 771 | 771 | 771 | 771 | 771 | 771 | 771 | 771 | 771 | 771 | 771 | 771 | 771 | 771
Pointe du Bois Rebuild | 0 | 0 | 0 | 0 | 0 | 0 | 0 | 0 | 0 | 0 | 0 | 0 | 0 | 0 | 0 | 0 | 0 | 60 | 150 | 150 | 150 | 150 | 150 | 150 | 150 | 150 | 150 | 150 | 150 | 150 | 150 | 150 | 150 | 150 | 150 | 150
Bipole III Reduced Losses | 0 | 0 | 0 | 0 | 190 | 190 | 190 | 190 | 190 | 190 | 190 | 190 | 190 | 190 | 190 | 190 | 190 | 190 | 190 | 190 | 190 | 190 | 190 | 190 | 190 | 190 | 190 | 190 | 190 | 190 | 190 | 190 | 190 | 190 | 190 | 190
Total 2013 Supply | 30211 | 30242 | 30652 | 30700 | 30879 | 30871 | 30634 | 30034 | 30026 | 30018 | 30018 | 30008 | 29998 | 29998 | 29988 | 29978 | 29978 | 30028 | 30118 | 30108 | 30098 | 30098 | 30088 | 30078 | 30078 | 30068 | 30068 | 30058 | 30048 | 30048 | 30038 | 30028 | 30028 | 30018 | 30008 | 30008
| 2013/14 | 2014/15 | 2015/16 | 2016/17 | 2017/18 | 2018/19 | 2019/20 | 2020/21 | 2021/22 | 2022/23 | 2023/24 | 2024/25 | 2025/26 | 2026/27 | 2027/28 | 2028/29 | 2029/30 | 2030/31 | 2031/32 | 2032/33 | 2033/34 | 2034/35 | 2035/36 | 2036/37 | 2037/38 | 2038/39 | 2039/40 | 2040/41 | 2041/42 | 2042/43 | 2043/44 | 2044/45 | 2045/46 | 2046/47 | 2047/48 | 2048/49
Supply (2013) | 30211 | 30242 | 30652 | 30700 | 30879 | 30871 | 30634 | 30034 | 30026 | 30018 | 30018 | 30008 | 29560 | 29461 | 29451 | 29441 | 29441 | 29254 | 29274 | 29264 | 29254 | 29254 | 29244 | 29234 | 29234 | 29224 | 29224 | 29214 | 29204 | 29204 | 29194 | 29184 | 29184 | 29174 | 29164 | 29164
Extended hydro adjustment | [11 empty] | 30008 | 29998 | 29998 | 29988 | 29978 | 29978 | 30028 | 30118 | 30108 | 30098 | 30098 | 30088 | 30078 | 30078 | 30068 | 30068 | 30058 | 30048 | 30048 | 30038 | 30028 | 30028 | 30018 | 30008 | 30008
2012 Net Load + Exports | 28717 | 28956 | 28005 | 28045 | 28423 | 28837 | 29080 | 29511 | 29923 | 30344 | 30778 | 31223 | 30048 | 30438 | 30903 | 31378 | 31859 | 32326 | 32777 | 33248 | 33742 | 34232 | 34718 | 35201 | 35687 | 36175 | 36662 | 37148 | 37630 | 38116 | 38602 | 39087 | 39572 | 40056 | 40542
2013 Net Load + Exports | 28287 | 28628 | 27925 | 28016 | 28229 | 28558 | 28906 | 29047 | 29373 | 29742 | 30121 | 30510 | 29444 | 29785 | 30171 | 30609 | 31052 | 31294 | 31706 | 32115 | 32549 | 32980 | 33409 | 33834 | 34259 | 34688 | 35117 | 35543 | 35963 | 36384 | 36786 | 37188 | 37589 | 37991 | 38393 | 38795

## 2012 Capacity
Source: NFAT, Appendix 4.2
Date: August 16, 2013
System Firm Winter Peak Demand and Capacity Resources (MW) @ generation
NFAT 2012 Reference
No New Resources
| Fiscal Year |  |  |  |  | 2012/13 | 2013/14 | 2014/15 | 2015/16 | 2016/17 | 2017/18 | 2018/19 | 2019/20 | 2020/21 | 2021/22 | 2022/23 | 2023/24 | 2024/25 | 2025/26 | 2026/27 | 2027/28 | 2028/29 | 2029/30 | 2030/31 | 2031/32 | 2032/33 | 2033/34 | 2034/35 | 2035/36 | 2036/37 | 2037/38 | 2038/39 | 2039/40 | 2040/41 | 2041/42 | 2042/43 | 2043/44 | 2044/45 | 2045/46 | 2046/47 | 2047/48
Power Resources
New Power Resources
New Hydro
|  |  |  | Conawapa |  | 0 | 0 | 0 | 0 | 0 | 0 | 0 | 0 | 0 | 0 | 0 | 0 | 0 | 0 | 0 | 0 | 0 | 0 | 0 | 0 | 0 | 0 | 0 | 0 | 0 | 0 | 0 | 0 | 0 | 0 | 0 | 0 | 0 | 0 | 0 | 0
|  |  |  | Keeyask |  | 0 | 0 | 0 | 0 | 0 | 0 | 0 | 0 | 0 | 0 | 0 | 0 | 0 | 0 | 0 | 0 | 0 | 0 | 0 | 0 | 0 | 0 | 0 | 0 | 0 | 0 | 0 | 0 | 0 | 0 | 0 | 0 | 0 | 0 | 0 | 0
| 1 |  | Total New Hydro |  |  | 0 | 0 | 0 | 0 | 0 | 0 | 0 | 0 | 0 | 0 | 0 | 0 | 0 | 0 | 0 | 0 | 0 | 0 | 0 | 0 | 0 | 0 | 0 | 0 | 0 | 0 | 0 | 0 | 0 | 0 | 0 | 0 | 0 | 0 | 0 | 0
New Thermal
|  |  |  | SCGT |  | 0 | 0 | 0 | 0 | 0 | 0 | 0 | 0 | 0 | 0 | 0 | 0 | 0 | 0 | 0 | 0 | 0 | 0 | 0 | 0 | 0 | 0 | 0 | 0 | 0 | 0 | 0 | 0 | 0 | 0 | 0 | 0 | 0 | 0 | 0 | 0
|  |  |  | CCGT |  | 0 | 0 | 0 | 0 | 0 | 0 | 0 | 0 | 0 | 0 | 0 | 0 | 0 | 0 | 0 | 0 | 0 | 0 | 0 | 0 | 0 | 0 | 0 | 0 | 0 | 0 | 0 | 0 | 0 | 0 | 0 | 0 | 0 | 0 | 0 | 0
| 2 |  | Total New Thermal |  |  | 0 | 0 | 0 | 0 | 0 | 0 | 0 | 0 | 0 | 0 | 0 | 0 | 0 | 0 | 0 | 0 | 0 | 0 | 0 | 0 | 0 | 0 | 0 | 0 | 0 | 0 | 0 | 0 | 0 | 0 | 0 | 0 | 0 | 0 | 0 | 0
New Imports
Contracted
Proposed
| 3 |  | Total New Imports |  |  | 2012/13: 0; 2013/14: 0; 2014/15: 0; 2015/16: 0; 2016/17: 0; 2017/18: 0; 2018/19: 0; 2019/20: 0; 2020/21: 0; 2021/22: 0; 2022/23: 0; 2023/24: 0; 2024/25: 0; 2025/26: 0; 2026/27: 0; 2027/28: 0; 2028/29: 0; 2029/30: 0; 2030/31: 0
| 4 | Total New Power Resources |  |  | 1+2+3 | 0 | 0 | 0 | 0 | 0 | 0 | 0 | 0 | 0 | 0 | 0 | 0 | 0 | 0 | 0 | 0 | 0 | 0 | 0 | 0 | 0 | 0 | 0 | 0 | 0 | 0 | 0 | 0 | 0 | 0 | 0 | 0 | 0 | 0 | 0 | 0
Base Supply Power Resources
|  |  | Existing Hydro |  |  | 5166 | 5177 | 5177 | 5177 | 5177 | 5177 | 5177 | 5177 | 5177 | 5177 | 5177 | 5177 | 5177 | 5177 | 5177 | 5177 | 5177 | 5177 | 5177 | 5177 | 5177 | 5177 | 5177 | 5177 | 5177 | 5177 | 5177 | 5177 | 5177 | 5177 | 5177 | 5177 | 5177 | 5177 | 5177 | 5177
Existing Thermal
|  |  |  | Brandon Coal - Unit 5 |  | 105 | 105 | 105 | 105 | 105 | 105 | 105 | 0 | 0 | 0 | 0 | 0 | 0 | 0 | 0 | 0 | 0 | 0 | 0 | 0 | 0 | 0 | 0 | 0 | 0 | 0 | 0 | 0 | 0 | 0 | 0 | 0 | 0 | 0 | 0 | 0
|  |  |  | Selkirk Gas |  | 132 | 132 | 132 | 132 | 132 | 132 | 132 | 132 | 132 | 132 | 132 | 132 | 132 | 132 | 132 | 132 | 132 | 132 | 132 | 132 | 132 | 132 | 132 | 132 | 132 | 132 | 132 | 132 | 132 | 132 | 132 | 132 | 132 | 132 | 132 | 132
|  |  |  | Brandon Units 6-7 SCGT |  | 280 | 280 | 280 | 280 | 280 | 280 | 280 | 280 | 280 | 280 | 280 | 280 | 280 | 280 | 280 | 280 | 280 | 280 | 280 | 280 | 280 | 280 | 280 | 280 | 280 | 280 | 280 | 280 | 280 | 280 | 280 | 280 | 280 | 280 | 280 | 280
|  |  | Contracted Imports |  |  | 550 | 550 | 385 | 385 | 385 | 385 | 385 | 385 | 385 | 385 | 385 | 385 | 385 | 0 | 0 | 0 | 0 | 0 | 0 | 0 | 0 | 0 | 0 | 0 | 0 | 0 | 0 | 0 | 0 | 0 | 0 | 0 | 0 | 0 | 0 | 0
|  |  | Proposed Imports |  |  | 0 | 0 | 220 | 220 | 220 | 220 | 220 | 220 | 220 | 220 | 220 | 220 | 220 | 0 | 0 | 0 | 0 | 0 | 0 | 0 | 0 | 0 | 0 | 0 | 0 | 0 | 0 | 0 | 0 | 0 | 0 | 0 | 0 | 0 | 0 | 0
|  |  | Pointe du Bois Rebuild |  |  | 0 | 0 | 0 | 0 | 0 | 0 | 0 | 0 | 0 | 0 | 0 | 0 | 0 | 0 | 0 | 0 | 0 | 0 | 43 | 43 | 43 | 43 | 43 | 43 | 43 | 43 | 43 | 43 | 43 | 43 | 43 | 43 | 43 | 43 | 43 | 43
|  |  | Bipole III Reduced Losses |  |  | 0 | 0 | 0 | 0 | 0 | 90 | 90 | 90 | 90 | 90 | 90 | 90 | 90 | 90 | 90 | 90 | 90 | 90 | 90 | 90 | 90 | 90 | 90 | 90 | 90 | 90 | 90 | 90 | 90 | 90 | 90 | 90 | 90 | 90 | 90 | 90
| 5 | Total Base Supply Power Resources |  |  |  | 6233 | 6244 | 6299 | 6299 | 6299 | 6389 | 6389 | 6284 | 6284 | 6284 | 6284 | 6284 | 6284 | 5679 | 5679 | 5679 | 5679 | 5679 | 5722 | 5722 | 5722 | 5722 | 5722 | 5722 | 5722 | 5722 | 5722 | 5722 | 5722 | 5722 | 5722 | 5722 | 5722 | 5722 | 5722 | 5722
| 6 | Total Power Resources |  |  | 4+5 | 6233 | 6244 | 6299 | 6299 | 6299 | 6389 | 6389 | 6284 | 6284 | 6284 | 6284 | 6284 | 6284 | 5679 | 5679 | 5679 | 5679 | 5679 | 5722 | 5722 | 5722 | 5722 | 5722 | 5722 | 5722 | 5722 | 5722 | 5722 | 5722 | 5722 | 5722 | 5722 | 5722 | 5722 | 5722 | 5722
Peak Demand
|  |  | 2012 Base Load Forecast |  |  | 4491 | 4609 | 4677 | 4738 | 4794 | 4874 | 4959 | 5024 | 5109 | 5192 | 5276 | 5360 | 5445 | 5528 | 5611 | 5695 | 5779 | 5863 | 5947 | 6032 | 6116 | 6200 | 6284 | 6368 | 6452 | 6537 | 6621 | 6705 | 6789 | 6873 | 6957 | 7042 | 7126 | 7210 | 7294 | 7378
|  |  | Less: 2012 Base DSM Forecast |  |  | -12 | -36 | -58 | -77 | -95 | -111 | -127 | -142 | -154 | -165 | -176 | -181 | -185 | -189 | -194 | -195 | -193 | -191 | -190 | -189 | -185 | -178 | -172 | -166 | -161 | -154 | -146 | -138 | -131 | -124 | -117 | -110 | -102 | -95 | -88 | -81
| 7 | Manitoba Net Load |  |  |  | 4479 | 4573 | 4619 | 4661 | 4699 | 4763 | 4832 | 4882 | 4955 | 5027 | 5100 | 5179 | 5260 | 5339 | 5417 | 5500 | 5586 | 5672 | 5757 | 5843 | 5931 | 6022 | 6112 | 6202 | 6291 | 6383 | 6475 | 6567 | 6658 | 6749 | 6840 | 6932 | 7024 | 7115 | 7206 | 7297
|  |  | Contracted Exports |  |  | 605 | 605 | 605 | 358 | 358 | 358 | 358 | 358 | 358 | 358 | 358 | 358 | 358 | 0 | 0 | 0 | 0 | 0 | 0 | 0 | 0 | 0 | 0 | 0 | 0 | 0 | 0 | 0 | 0 | 0 | 0 | 0 | 0 | 0 | 0 | 0
|  |  | Proposed Exports |  |  | 0 | 0 | 0 | 0 | 0 | 0 | 0 | 0 | 0 | 0 | 0 | 0 | 0 | 0 | 0 | 0 | 0 | 0 | 0 | 0 | 0 | 0 | 0 | 0 | 0 | 0 | 0 | 0 | 0 | 0 | 0 | 0 | 0 | 0 | 0 | 0
| 8 | Total Exports |  |  |  | 605 | 605 | 605 | 358 | 358 | 358 | 358 | 358 | 358 | 358 | 358 | 358 | 358 | 0 | 0 | 0 | 0 | 0 | 0 | 0 | 0 | 0 | 0 | 0 | 0 | 0 | 0 | 0 | 0 | 0 | 0 | 0 | 0 | 0 | 0 | 0
| 9 | Total Peak Demand |  |  | 7+8 | 5084 | 5178 | 5224 | 5019 | 5057 | 5121 | 5190 | 5240 | 5313 | 5385 | 5458 | 5537 | 5618 | 5339 | 5417 | 5500 | 5586 | 5672 | 5757 | 5843 | 5931 | 6022 | 6112 | 6202 | 6291 | 6383 | 6475 | 6567 | 6658 | 6749 | 6840 | 6932 | 7024 | 7115 | 7206 | 7297
| 10 |  | Reserves |  |  | 463 | 483 | 508 | 559 | 564 | 571 | 580 | 586 | 595 | 603 | 612 | 621 | 631 | 641 | 650 | 660 | 670 | 681 | 691 | 701 | 712 | 723 | 733 | 744 | 755 | 766 | 777 | 788 | 799 | 810 | 821 | 832 | 843 | 854 | 865 | 876
| 11 | System Surplus/(Deficit) |  |  | 6-9-10 | 686 | 583 | 567 | 721 | 678 | 697 | 619 | 458 | 376 | 296 | 214 | 126 | 35 | -301 | -388 | -481 | -577 | -674 | -726 | -822 | -921 | -1023 | -1123 | -1224 | -1324 | -1427 | -1530 | -1633 | -1735 | -1837 | -1939 | -2042 | -2145 | -2247 | -2349 | -2451
| 12 |  | Less: | Brandon Unit 5 |  | -105 | -105 | -105 | -105 | -105 | -105 | -105 | 0 | 0 | 0 | 0 | 0 | 0 | 0 | 0 | 0 | 0 | 0 | 0 | 0 | 0 | 0 | 0 | 0 | 0 | 0 | 0 | 0 | 0 | 0 | 0 | 0 | 0 | 0 | 0 | 0
| Exportable Surplus |  |  |  | 11+12 | 581 | 478 | 462 | 616 | 573 | 592 | 514 | 458 | 376 | 296 | 214 | 126 | 35 | 0 | 0 | 0 | 0 | 0 | 0 | 0 | 0 | 0 | 0 | 0 | 0 | 0 | 0 | 0 | 0 | 0 | 0 | 0 | 0 | 0 | 0 | 0

## 2012 Capacity - 90th
Source: NFAT, Appendix 4.2
Date: August 16, 2013
System Firm Winter Peak Demand and Capacity Resources (MW) @ generation
NFAT 2012 Reference
No New Resources – 90th Percentile Load
| Fiscal Year |  |  |  |  | 2012/13 | 2013/14 | 2014/15 | 2015/16 | 2016/17 | 2017/18 | 2018/19 | 2019/20 | 2020/21 | 2021/22 | 2022/23 | 2023/24 | 2024/25 | 2025/26 | 2026/27 | 2027/28 | 2028/29 | 2029/30 | 2030/31 | 2031/32 | 2032/33 | 2033/34 | 2034/35 | 2035/36 | 2036/37 | 2037/38 | 2038/39 | 2039/40 | 2040/41 | 2041/42 | 2042/43 | 2043/44 | 2044/45 | 2045/46 | 2046/47 | 2047/48
Power Resources
New Power Resources
New Hydro
|  |  |  | Conawapa |  | 0 | 0 | 0 | 0 | 0 | 0 | 0 | 0 | 0 | 0 | 0 | 0 | 0 | 0 | 0 | 0 | 0 | 0 | 0 | 0 | 0 | 0 | 0 | 0 | 0 | 0 | 0 | 0 | 0 | 0 | 0 | 0 | 0 | 0 | 0 | 0
|  |  |  | Keeyask |  | 0 | 0 | 0 | 0 | 0 | 0 | 0 | 0 | 0 | 0 | 0 | 0 | 0 | 0 | 0 | 0 | 0 | 0 | 0 | 0 | 0 | 0 | 0 | 0 | 0 | 0 | 0 | 0 | 0 | 0 | 0 | 0 | 0 | 0 | 0 | 0
| 1 |  | Total New Hydro |  |  | 0 | 0 | 0 | 0 | 0 | 0 | 0 | 0 | 0 | 0 | 0 | 0 | 0 | 0 | 0 | 0 | 0 | 0 | 0 | 0 | 0 | 0 | 0 | 0 | 0 | 0 | 0 | 0 | 0 | 0 | 0 | 0 | 0 | 0 | 0 | 0
New Thermal
|  |  |  | SCGT |  | 0 | 0 | 0 | 0 | 0 | 0 | 0 | 0 | 0 | 0 | 0 | 0 | 0 | 0 | 0 | 0 | 0 | 0 | 0 | 0 | 0 | 0 | 0 | 0 | 0 | 0 | 0 | 0 | 0 | 0 | 0 | 0 | 0 | 0 | 0 | 0
|  |  |  | CCGT |  | 0 | 0 | 0 | 0 | 0 | 0 | 0 | 0 | 0 | 0 | 0 | 0 | 0 | 0 | 0 | 0 | 0 | 0 | 0 | 0 | 0 | 0 | 0 | 0 | 0 | 0 | 0 | 0 | 0 | 0 | 0 | 0 | 0 | 0 | 0 | 0
| 2 |  | Total New Thermal |  |  | 0 | 0 | 0 | 0 | 0 | 0 | 0 | 0 | 0 | 0 | 0 | 0 | 0 | 0 | 0 | 0 | 0 | 0 | 0 | 0 | 0 | 0 | 0 | 0 | 0 | 0 | 0 | 0 | 0 | 0 | 0 | 0 | 0 | 0 | 0 | 0
New Imports
Contracted
Proposed
| 3 |  | Total New Imports |  |  | 2012/13: 0; 2013/14: 0; 2014/15: 0; 2015/16: 0; 2016/17: 0; 2017/18: 0; 2018/19: 0; 2019/20: 0; 2020/21: 0; 2021/22: 0; 2022/23: 0; 2023/24: 0; 2024/25: 0; 2025/26: 0; 2026/27: 0; 2027/28: 0; 2028/29: 0; 2029/30: 0; 2030/31: 0
| 4 | Total New Power Resources |  |  | 1+2+3 | 0 | 0 | 0 | 0 | 0 | 0 | 0 | 0 | 0 | 0 | 0 | 0 | 0 | 0 | 0 | 0 | 0 | 0 | 0 | 0 | 0 | 0 | 0 | 0 | 0 | 0 | 0 | 0 | 0 | 0 | 0 | 0 | 0 | 0 | 0 | 0
Base Supply Power Resources
|  |  | Existing Hydro |  |  | 5166 | 5177 | 5177 | 5177 | 5177 | 5177 | 5177 | 5177 | 5177 | 5177 | 5177 | 5177 | 5177 | 5177 | 5177 | 5177 | 5177 | 5177 | 5177 | 5177 | 5177 | 5177 | 5177 | 5177 | 5177 | 5177 | 5177 | 5177 | 5177 | 5177 | 5177 | 5177 | 5177 | 5177 | 5177 | 5177
Existing Thermal
|  |  |  | Brandon Coal - Unit 5 |  | 105 | 105 | 105 | 105 | 105 | 105 | 105 | 0 | 0 | 0 | 0 | 0 | 0 | 0 | 0 | 0 | 0 | 0 | 0 | 0 | 0 | 0 | 0 | 0 | 0 | 0 | 0 | 0 | 0 | 0 | 0 | 0 | 0 | 0 | 0 | 0
|  |  |  | Selkirk Gas |  | 132 | 132 | 132 | 132 | 132 | 132 | 132 | 132 | 132 | 132 | 132 | 132 | 132 | 132 | 132 | 132 | 132 | 132 | 132 | 132 | 132 | 132 | 132 | 132 | 132 | 132 | 132 | 132 | 132 | 132 | 132 | 132 | 132 | 132 | 132 | 132
|  |  |  | Brandon Units 6-7 SCGT |  | 280 | 280 | 280 | 280 | 280 | 280 | 280 | 280 | 280 | 280 | 280 | 280 | 280 | 280 | 280 | 280 | 280 | 280 | 280 | 280 | 280 | 280 | 280 | 280 | 280 | 280 | 280 | 280 | 280 | 280 | 280 | 280 | 280 | 280 | 280 | 280
|  |  | Contracted Imports |  |  | 550 | 550 | 385 | 385 | 385 | 385 | 385 | 385 | 385 | 385 | 385 | 385 | 385 | 0 | 0 | 0 | 0 | 0 | 0 | 0 | 0 | 0 | 0 | 0 | 0 | 0 | 0 | 0 | 0 | 0 | 0 | 0 | 0 | 0 | 0 | 0
|  |  | Proposed Imports |  |  | 0 | 0 | 220 | 220 | 220 | 220 | 220 | 220 | 220 | 220 | 220 | 220 | 220 | 0 | 0 | 0 | 0 | 0 | 0 | 0 | 0 | 0 | 0 | 0 | 0 | 0 | 0 | 0 | 0 | 0 | 0 | 0 | 0 | 0 | 0 | 0
|  |  | Pointe du Bois Rebuild |  |  | 0 | 0 | 0 | 0 | 0 | 0 | 0 | 0 | 0 | 0 | 0 | 0 | 0 | 0 | 0 | 0 | 0 | 0 | 43 | 43 | 43 | 43 | 43 | 43 | 43 | 43 | 43 | 43 | 43 | 43 | 43 | 43 | 43 | 43 | 43 | 43
|  |  | Bipole III Reduced Losses |  |  | 0 | 0 | 0 | 0 | 0 | 90 | 90 | 90 | 90 | 90 | 90 | 90 | 90 | 90 | 90 | 90 | 90 | 90 | 90 | 90 | 90 | 90 | 90 | 90 | 90 | 90 | 90 | 90 | 90 | 90 | 90 | 90 | 90 | 90 | 90 | 90
| 5 | Total Base Supply Power Resources |  |  |  | 6233 | 6244 | 6299 | 6299 | 6299 | 6389 | 6389 | 6284 | 6284 | 6284 | 6284 | 6284 | 6284 | 5679 | 5679 | 5679 | 5679 | 5679 | 5722 | 5722 | 5722 | 5722 | 5722 | 5722 | 5722 | 5722 | 5722 | 5722 | 5722 | 5722 | 5722 | 5722 | 5722 | 5722 | 5722 | 5722
| 6 | Total Power Resources |  |  | 4+5 | 6233 | 6244 | 6299 | 6299 | 6299 | 6389 | 6389 | 6284 | 6284 | 6284 | 6284 | 6284 | 6284 | 5679 | 5679 | 5679 | 5679 | 5679 | 5722 | 5722 | 5722 | 5722 | 5722 | 5722 | 5722 | 5722 | 5722 | 5722 | 5722 | 5722 | 5722 | 5722 | 5722 | 5722 | 5722 | 5722
Peak Demand
|  |  | 2012 90th Percentile Load Forecast |  |  | 4570 | 4733 | 4838 | 4933 | 5020 | 5128 | 5242 | 5333 | 5445 | 5553 | 5662 | 5771 | 5880 | 5987 | 6093 | 6200 | 6307 | 6414 | 6520 | 6626 | 6733 | 6839 | 6945 | 7052 | 7158 | 7264 | 7370 | 7477 | 7583 | 7689 | 7796 | 7902 | 8008 | 8115 | 8221 | 8327
|  |  | Less: 2012 Base DSM Forecast |  |  | -12 | -36 | -58 | -77 | -95 | -111 | -127 | -142 | -154 | -165 | -176 | -181 | -185 | -189 | -194 | -195 | -193 | -191 | -190 | -189 | -185 | -178 | -172 | -166 | -161 | -154 | -146 | -138 | -131 | -124 | -117 | -110 | -102 | -95 | -88 | -81
| 7 | Manitoba Net Load |  |  |  | 4558 | 4697 | 4780 | 4856 | 4925 | 5017 | 5115 | 5191 | 5291 | 5388 | 5486 | 5590 | 5695 | 5798 | 5899 | 6005 | 6114 | 6223 | 6330 | 6437 | 6548 | 6661 | 6773 | 6886 | 6997 | 7110 | 7224 | 7339 | 7452 | 7565 | 7679 | 7792 | 7906 | 8020 | 8133 | 8246
|  |  | Contracted Exports |  |  | 605 | 605 | 605 | 358 | 358 | 358 | 358 | 358 | 358 | 358 | 358 | 358 | 358 | 0 | 0 | 0 | 0 | 0 | 0 | 0 | 0 | 0 | 0 | 0 | 0 | 0 | 0 | 0 | 0 | 0 | 0 | 0 | 0 | 0 | 0 | 0
|  |  | Proposed Exports |  |  | 0 | 0 | 0 | 0 | 0 | 0 | 0 | 0 | 0 | 0 | 0 | 0 | 0 | 0 | 0 | 0 | 0 | 0 | 0 | 0 | 0 | 0 | 0 | 0 | 0 | 0 | 0 | 0 | 0 | 0 | 0 | 0 | 0 | 0 | 0 | 0
| 8 | Total Exports |  |  |  | 605 | 605 | 605 | 358 | 358 | 358 | 358 | 358 | 358 | 358 | 358 | 358 | 358 | 0 | 0 | 0 | 0 | 0 | 0 | 0 | 0 | 0 | 0 | 0 | 0 | 0 | 0 | 0 | 0 | 0 | 0 | 0 | 0 | 0 | 0 | 0
| 9 | Total Peak Demand |  |  | 7+8 | 5163 | 5302 | 5385 | 5214 | 5283 | 5375 | 5473 | 5549 | 5649 | 5746 | 5844 | 5948 | 6053 | 5798 | 5899 | 6005 | 6114 | 6223 | 6330 | 6437 | 6548 | 6661 | 6773 | 6886 | 6997 | 7110 | 7224 | 7339 | 7452 | 7565 | 7679 | 7792 | 7906 | 8020 | 8133 | 8246
| 10 |  | Reserves |  |  | 473 | 498 | 527 | 583 | 591 | 602 | 614 | 623 | 635 | 647 | 658 | 671 | 683 | 696 | 708 | 721 | 734 | 747 | 760 | 773 | 786 | 799 | 813 | 826 | 840 | 853 | 867 | 881 | 894 | 908 | 921 | 935 | 949 | 962 | 976 | 990
| 11 | System Surplus/(Deficit) |  |  | 6-9-10 | 597 | 444 | 387 | 502 | 425 | 412 | 302 | 112 | 0 | -109 | -218 | -335 | -452 | -815 | -928 | -1047 | -1169 | -1291 | -1368 | -1488 | -1612 | -1738 | -1864 | -1990 | -2115 | -2241 | -2369 | -2498 | -2624 | -2751 | -2878 | -3005 | -3133 | -3260 | -3387 | -3514
| 12 |  | Less: | Brandon Unit 5 |  | -105 | -105 | -105 | -105 | -105 | -105 | -105 | 0 | 0 | 0 | 0 | 0 | 0 | 0 | 0 | 0 | 0 | 0 | 0 | 0 | 0 | 0 | 0 | 0 | 0 | 0 | 0 | 0 | 0 | 0 | 0 | 0 | 0 | 0 | 0 | 0
| Exportable Surplus |  |  |  | 11+12 | 492 | 339 | 282 | 397 | 320 | 307 | 197 | 112 | 0 | 0 | 0 | 0 | 0 | 0 | 0 | 0 | 0 | 0 | 0 | 0 | 0 | 0 | 0 | 0 | 0 | 0 | 0 | 0 | 0 | 0 | 0 | 0 | 0 | 0 | 0 | 0

## 2012 Capacity - 10th
Source: NFAT, Appendix 4.2
Date: August 16, 2013
System Firm Winter Peak Demand and Capacity Resources (MW) @ generation
NFAT 2012 Reference
No New Resources – 10th Percentile Load Forecast
| Fiscal Year |  |  |  |  | 2012/13 | 2013/14 | 2014/15 | 2015/16 | 2016/17 | 2017/18 | 2018/19 | 2019/20 | 2020/21 | 2021/22 | 2022/23 | 2023/24 | 2024/25 | 2025/26 | 2026/27 | 2027/28 | 2028/29 | 2029/30 | 2030/31 | 2031/32 | 2032/33 | 2033/34 | 2034/35 | 2035/36 | 2036/37 | 2037/38 | 2038/39 | 2039/40 | 2040/41 | 2041/42 | 2042/43 | 2043/44 | 2044/45 | 2045/46 | 2046/47 | 2047/48
Power Resources
New Power Resources
New Hydro
|  |  |  | Conawapa |  | 0 | 0 | 0 | 0 | 0 | 0 | 0 | 0 | 0 | 0 | 0 | 0 | 0 | 0 | 0 | 0 | 0 | 0 | 0 | 0 | 0 | 0 | 0 | 0 | 0 | 0 | 0 | 0 | 0 | 0 | 0 | 0 | 0 | 0 | 0 | 0
|  |  |  | Keeyask |  | 0 | 0 | 0 | 0 | 0 | 0 | 0 | 0 | 0 | 0 | 0 | 0 | 0 | 0 | 0 | 0 | 0 | 0 | 0 | 0 | 0 | 0 | 0 | 0 | 0 | 0 | 0 | 0 | 0 | 0 | 0 | 0 | 0 | 0 | 0 | 0
| 1 |  | Total New Hydro |  |  | 0 | 0 | 0 | 0 | 0 | 0 | 0 | 0 | 0 | 0 | 0 | 0 | 0 | 0 | 0 | 0 | 0 | 0 | 0 | 0 | 0 | 0 | 0 | 0 | 0 | 0 | 0 | 0 | 0 | 0 | 0 | 0 | 0 | 0 | 0 | 0
New Thermal
|  |  |  | SCGT |  | 0 | 0 | 0 | 0 | 0 | 0 | 0 | 0 | 0 | 0 | 0 | 0 | 0 | 0 | 0 | 0 | 0 | 0 | 0 | 0 | 0 | 0 | 0 | 0 | 0 | 0 | 0 | 0 | 0 | 0 | 0 | 0 | 0 | 0 | 0 | 0
|  |  |  | CCGT |  | 0 | 0 | 0 | 0 | 0 | 0 | 0 | 0 | 0 | 0 | 0 | 0 | 0 | 0 | 0 | 0 | 0 | 0 | 0 | 0 | 0 | 0 | 0 | 0 | 0 | 0 | 0 | 0 | 0 | 0 | 0 | 0 | 0 | 0 | 0 | 0
| 2 |  | Total New Thermal |  |  | 0 | 0 | 0 | 0 | 0 | 0 | 0 | 0 | 0 | 0 | 0 | 0 | 0 | 0 | 0 | 0 | 0 | 0 | 0 | 0 | 0 | 0 | 0 | 0 | 0 | 0 | 0 | 0 | 0 | 0 | 0 | 0 | 0 | 0 | 0 | 0
New Imports
Contracted
Proposed
| 3 |  | Total New Imports |  |  | 2012/13: 0; 2013/14: 0; 2014/15: 0; 2015/16: 0; 2016/17: 0; 2017/18: 0; 2018/19: 0; 2019/20: 0; 2020/21: 0; 2021/22: 0; 2022/23: 0; 2023/24: 0; 2024/25: 0; 2025/26: 0; 2026/27: 0; 2027/28: 0; 2028/29: 0; 2029/30: 0; 2030/31: 0
| 4 | Total New Power Resources |  |  | 1+2+3 | 0 | 0 | 0 | 0 | 0 | 0 | 0 | 0 | 0 | 0 | 0 | 0 | 0 | 0 | 0 | 0 | 0 | 0 | 0 | 0 | 0 | 0 | 0 | 0 | 0 | 0 | 0 | 0 | 0 | 0 | 0 | 0 | 0 | 0 | 0 | 0
Base Supply Power Resources
|  |  | Existing Hydro |  |  | 5166 | 5177 | 5177 | 5177 | 5177 | 5177 | 5177 | 5177 | 5177 | 5177 | 5177 | 5177 | 5177 | 5177 | 5177 | 5177 | 5177 | 5177 | 5177 | 5177 | 5177 | 5177 | 5177 | 5177 | 5177 | 5177 | 5177 | 5177 | 5177 | 5177 | 5177 | 5177 | 5177 | 5177 | 5177 | 5177
Existing Thermal
|  |  |  | Brandon Coal - Unit 5 |  | 105 | 105 | 105 | 105 | 105 | 105 | 105 | 0 | 0 | 0 | 0 | 0 | 0 | 0 | 0 | 0 | 0 | 0 | 0 | 0 | 0 | 0 | 0 | 0 | 0 | 0 | 0 | 0 | 0 | 0 | 0 | 0 | 0 | 0 | 0 | 0
|  |  |  | Selkirk Gas |  | 132 | 132 | 132 | 132 | 132 | 132 | 132 | 132 | 132 | 132 | 132 | 132 | 132 | 132 | 132 | 132 | 132 | 132 | 132 | 132 | 132 | 132 | 132 | 132 | 132 | 132 | 132 | 132 | 132 | 132 | 132 | 132 | 132 | 132 | 132 | 132
|  |  |  | Brandon Units 6-7 SCGT |  | 280 | 280 | 280 | 280 | 280 | 280 | 280 | 280 | 280 | 280 | 280 | 280 | 280 | 280 | 280 | 280 | 280 | 280 | 280 | 280 | 280 | 280 | 280 | 280 | 280 | 280 | 280 | 280 | 280 | 280 | 280 | 280 | 280 | 280 | 280 | 280
|  |  | Contracted Imports |  |  | 550 | 550 | 385 | 385 | 385 | 385 | 385 | 385 | 385 | 385 | 385 | 385 | 385 | 0 | 0 | 0 | 0 | 0 | 0 | 0 | 0 | 0 | 0 | 0 | 0 | 0 | 0 | 0 | 0 | 0 | 0 | 0 | 0 | 0 | 0 | 0
|  |  | Proposed Imports |  |  | 0 | 0 | 220 | 220 | 220 | 220 | 220 | 220 | 220 | 220 | 220 | 220 | 220 | 0 | 0 | 0 | 0 | 0 | 0 | 0 | 0 | 0 | 0 | 0 | 0 | 0 | 0 | 0 | 0 | 0 | 0 | 0 | 0 | 0 | 0 | 0
|  |  | Pointe du Bois Rebuild |  |  | 0 | 0 | 0 | 0 | 0 | 0 | 0 | 0 | 0 | 0 | 0 | 0 | 0 | 0 | 0 | 0 | 0 | 0 | 43 | 43 | 43 | 43 | 43 | 43 | 43 | 43 | 43 | 43 | 43 | 43 | 43 | 43 | 43 | 43 | 43 | 43
|  |  | Bipole III Reduced Losses |  |  | 0 | 0 | 0 | 0 | 0 | 90 | 90 | 90 | 90 | 90 | 90 | 90 | 90 | 90 | 90 | 90 | 90 | 90 | 90 | 90 | 90 | 90 | 90 | 90 | 90 | 90 | 90 | 90 | 90 | 90 | 90 | 90 | 90 | 90 | 90 | 90
| 5 | Total Base Supply Power Resources |  |  |  | 6233 | 6244 | 6299 | 6299 | 6299 | 6389 | 6389 | 6284 | 6284 | 6284 | 6284 | 6284 | 6284 | 5679 | 5679 | 5679 | 5679 | 5679 | 5722 | 5722 | 5722 | 5722 | 5722 | 5722 | 5722 | 5722 | 5722 | 5722 | 5722 | 5722 | 5722 | 5722 | 5722 | 5722 | 5722 | 5722
| 6 | Total Power Resources |  |  | 4+5 | 6233 | 6244 | 6299 | 6299 | 6299 | 6389 | 6389 | 6284 | 6284 | 6284 | 6284 | 6284 | 6284 | 5679 | 5679 | 5679 | 5679 | 5679 | 5722 | 5722 | 5722 | 5722 | 5722 | 5722 | 5722 | 5722 | 5722 | 5722 | 5722 | 5722 | 5722 | 5722 | 5722 | 5722 | 5722 | 5722
Peak Demand
|  |  | 2012 10th Percentile Load Forecast |  |  | 4411 | 4485 | 4515 | 4544 | 4568 | 4619 | 4677 | 4714 | 4773 | 4830 | 4890 | 4949 | 5010 | 5070 | 5129 | 5190 | 5251 | 5313 | 5375 | 5437 | 5499 | 5561 | 5623 | 5685 | 5747 | 5809 | 5871 | 5933 | 5995 | 6057 | 6119 | 6181 | 6243 | 6305 | 6367 | 6429
|  |  | Less: 2012 Base DSM Forecast |  |  | -12 | -36 | -58 | -77 | -95 | -111 | -127 | -142 | -154 | -165 | -176 | -181 | -185 | -189 | -194 | -195 | -193 | -191 | -190 | -189 | -185 | -178 | -172 | -166 | -161 | -154 | -146 | -138 | -131 | -124 | -117 | -110 | -102 | -95 | -88 | -81
| 7 | Manitoba Net Load |  |  |  | 4399 | 4449 | 4457 | 4467 | 4473 | 4508 | 4550 | 4572 | 4619 | 4665 | 4714 | 4768 | 4825 | 4881 | 4935 | 4995 | 5058 | 5122 | 5185 | 5248 | 5314 | 5383 | 5451 | 5519 | 5586 | 5655 | 5725 | 5795 | 5864 | 5933 | 6002 | 6071 | 6141 | 6210 | 6279 | 6348
|  |  | Contracted Exports |  |  | 605 | 605 | 605 | 358 | 358 | 358 | 358 | 358 | 358 | 358 | 358 | 358 | 358 | 0 | 0 | 0 | 0 | 0 | 0 | 0 | 0 | 0 | 0 | 0 | 0 | 0 | 0 | 0 | 0 | 0 | 0 | 0 | 0 | 0 | 0 | 0
|  |  | Proposed Exports |  |  | 0 | 0 | 0 | 0 | 0 | 0 | 0 | 0 | 0 | 0 | 0 | 0 | 0 | 0 | 0 | 0 | 0 | 0 | 0 | 0 | 0 | 0 | 0 | 0 | 0 | 0 | 0 | 0 | 0 | 0 | 0 | 0 | 0 | 0 | 0 | 0
| 8 | Total Exports |  |  |  | 605 | 605 | 605 | 358 | 358 | 358 | 358 | 358 | 358 | 358 | 358 | 358 | 358 | 0 | 0 | 0 | 0 | 0 | 0 | 0 | 0 | 0 | 0 | 0 | 0 | 0 | 0 | 0 | 0 | 0 | 0 | 0 | 0 | 0 | 0 | 0
| 9 | Total Peak Demand |  |  | 7+8 | 5004 | 5054 | 5062 | 4825 | 4831 | 4866 | 4908 | 4930 | 4977 | 5023 | 5072 | 5126 | 5183 | 4881 | 4935 | 4995 | 5058 | 5122 | 5185 | 5248 | 5314 | 5383 | 5451 | 5519 | 5586 | 5655 | 5725 | 5795 | 5864 | 5933 | 6002 | 6071 | 6141 | 6210 | 6279 | 6348
| 10 |  | Reserves |  |  | 454 | 468 | 489 | 536 | 537 | 541 | 546 | 549 | 554 | 560 | 566 | 572 | 579 | 586 | 592 | 599 | 607 | 615 | 622 | 630 | 638 | 646 | 654 | 662 | 670 | 679 | 687 | 695 | 704 | 712 | 720 | 729 | 737 | 745 | 754 | 762
| 11 | System Surplus/(Deficit) |  |  | 6-9-10 | 775 | 722 | 748 | 938 | 931 | 982 | 935 | 805 | 753 | 701 | 646 | 586 | 522 | 212 | 152 | 85 | 14 | -58 | -85 | -156 | -230 | -307 | -383 | -459 | -534 | -612 | -690 | -768 | -846 | -923 | -1000 | -1078 | -1156 | -1233 | -1311 | -1388
| 12 |  | Less: | Brandon Unit 5 |  | -105 | -105 | -105 | -105 | -105 | -105 | -105 | 0 | 0 | 0 | 0 | 0 | 0 | 0 | 0 | 0 | 0 | 0 | 0 | 0 | 0 | 0 | 0 | 0 | 0 | 0 | 0 | 0 | 0 | 0 | 0 | 0 | 0 | 0 | 0 | 0
| Exportable Surplus |  |  |  | 11+12 | 670 | 617 | 643 | 833 | 826 | 877 | 830 | 805 | 753 | 701 | 646 | 586 | 522 | 212 | 152 | 85 | 14 | 0 | 0 | 0 | 0 | 0 | 0 | 0 | 0 | 0 | 0 | 0 | 0 | 0 | 0 | 0 | 0 | 0 | 0 | 0

## 2013 Capacity
Source: NFAT, Appendix 4.2
Date: August 16, 2013
System Firm Winter Peak Demand and Capacity Resources (MW) @ generation
NFAT 2013 Update
No New Resources
| Fiscal Year |  |  |  |  | 2013/14 | 2014/15 | 2015/16 | 2016/17 | 2017/18 | 2018/19 | 2019/20 | 2020/21 | 2021/22 | 2022/23 | 2023/24 | 2024/25 | 2025/26 | 2026/27 | 2027/28 | 2028/29 | 2029/30 | 2030/31 | 2031/32 | 2032/33 | 2033/34 | 2034/35 | 2035/36 | 2036/37 | 2037/38 | 2038/39 | 2039/40 | 2040/41 | 2041/42 | 2042/43 | 2043/44 | 2044/45 | 2045/46 | 2046/47 | 2047/48 | 2048/49
Power Resources
New Power Resources
New Hydro
|  |  |  | Conawapa |  | 0 | 0 | 0 | 0 | 0 | 0 | 0 | 0 | 0 | 0 | 0 | 0 | 0 | 0 | 0 | 0 | 0 | 0 | 0 | 0 | 0 | 0 | 0 | 0 | 0 | 0 | 0 | 0 | 0 | 0 | 0 | 0 | 0 | 0 | 0 | 0
|  |  |  | Keeyask |  | 0 | 0 | 0 | 0 | 0 | 0 | 0 | 0 | 0 | 0 | 0 | 0 | 0 | 0 | 0 | 0 | 0 | 0 | 0 | 0 | 0 | 0 | 0 | 0 | 0 | 0 | 0 | 0 | 0 | 0 | 0 | 0 | 0 | 0 | 0 | 0
| 1 |  | Total New Hydro |  |  | 0 | 0 | 0 | 0 | 0 | 0 | 0 | 0 | 0 | 0 | 0 | 0 | 0 | 0 | 0 | 0 | 0 | 0 | 0 | 0 | 0 | 0 | 0 | 0 | 0 | 0 | 0 | 0 | 0 | 0 | 0 | 0 | 0 | 0 | 0 | 0
New Thermal
|  |  |  | SCGT |  | 0 | 0 | 0 | 0 | 0 | 0 | 0 | 0 | 0 | 0 | 0 | 0 | 0 | 0 | 0 | 0 | 0 | 0 | 0 | 0 | 0 | 0 | 0 | 0 | 0 | 0 | 0 | 0 | 0 | 0 | 0 | 0 | 0 | 0 | 0 | 0
|  |  |  | CCGT |  | 0 | 0 | 0 | 0 | 0 | 0 | 0 | 0 | 0 | 0 | 0 | 0 | 0 | 0 | 0 | 0 | 0 | 0 | 0 | 0 | 0 | 0 | 0 | 0 | 0 | 0 | 0 | 0 | 0 | 0 | 0 | 0 | 0 | 0 | 0 | 0
| 2 |  | Total New Thermal |  |  | 0 | 0 | 0 | 0 | 0 | 0 | 0 | 0 | 0 | 0 | 0 | 0 | 0 | 0 | 0 | 0 | 0 | 0 | 0 | 0 | 0 | 0 | 0 | 0 | 0 | 0 | 0 | 0 | 0 | 0 | 0 | 0 | 0 | 0 | 0 | 0
New Imports
Contracted
Proposed
| 3 |  | Total New Imports |  |  | 2013/14: 0; 2014/15: 0; 2015/16: 0; 2016/17: 0; 2017/18: 0; 2018/19: 0; 2019/20: 0; 2020/21: 0; 2021/22: 0; 2022/23: 0; 2023/24: 0; 2024/25: 0; 2025/26: 0; 2026/27: 0; 2027/28: 0; 2028/29: 0; 2029/30: 0; 2030/31: 0; 2031/32: 0
| 4 | Total New Power Resources |  |  | 1+2+3 | 0 | 0 | 0 | 0 | 0 | 0 | 0 | 0 | 0 | 0 | 0 | 0 | 0 | 0 | 0 | 0 | 0 | 0 | 0 | 0 | 0 | 0 | 0 | 0 | 0 | 0 | 0 | 0 | 0 | 0 | 0 | 0 | 0 | 0 | 0 | 0
Base Supply Power Resources
|  |  | Existing Hydro |  |  | 5124 | 5127 | 5164 | 5167 | 5194 | 5197 | 5200 | 5203 | 5206 | 5209 | 5209 | 5209 | 5209 | 5209 | 5209 | 5209 | 5209 | 5209 | 5209 | 5209 | 5209 | 5209 | 5209 | 5209 | 5209 | 5209 | 5209 | 5209 | 5209 | 5209 | 5209 | 5209 | 5209 | 5209 | 5209 | 5209
Existing Thermal
|  |  |  | Brandon Coal - Unit 5 |  | 105 | 105 | 105 | 105 | 105 | 105 | 0 | 0 | 0 | 0 | 0 | 0 | 0 | 0 | 0 | 0 | 0 | 0 | 0 | 0 | 0 | 0 | 0 | 0 | 0 | 0 | 0 | 0 | 0 | 0 | 0 | 0 | 0 | 0 | 0 | 0
|  |  |  | Selkirk Gas |  | 0 | 66 | 132 | 132 | 132 | 132 | 132 | 132 | 132 | 132 | 132 | 132 | 132 | 132 | 132 | 132 | 132 | 132 | 132 | 132 | 132 | 132 | 132 | 132 | 132 | 132 | 132 | 132 | 132 | 132 | 132 | 132 | 132 | 132 | 132 | 132
|  |  |  | Brandon Units 6-7 SCGT |  | 280 | 280 | 280 | 280 | 280 | 280 | 280 | 280 | 280 | 280 | 280 | 280 | 280 | 280 | 280 | 280 | 280 | 280 | 280 | 280 | 280 | 280 | 280 | 280 | 280 | 280 | 280 | 280 | 280 | 280 | 280 | 280 | 280 | 280 | 280 | 280
|  |  | Contracted Imports |  |  | 550 | 385 | 385 | 385 | 385 | 385 | 385 | 385 | 385 | 385 | 385 | 385 | 0 | 0 | 0 | 0 | 0 | 0 | 0 | 0 | 0 | 0 | 0 | 0 | 0 | 0 | 0 | 0 | 0 | 0 | 0 | 0 | 0 | 0 | 0 | 0
|  |  | Proposed Imports |  |  | 0 | 220 | 220 | 220 | 220 | 220 | 220 | 220 | 220 | 220 | 220 | 220 | 220 | 220 | 220 | 220 | 220 | 0 | 0 | 0 | 0 | 0 | 0 | 0 | 0 | 0 | 0 | 0 | 0 | 0 | 0 | 0 | 0 | 0 | 0 | 0
|  |  | Pointe du Bois Rebuild |  |  | 0 | 0 | 0 | 0 | 0 | 0 | 0 | 0 | 0 | 0 | 0 | 0 | 0 | 0 | 0 | 0 | 0 | 45 | 45 | 45 | 45 | 45 | 45 | 45 | 45 | 45 | 45 | 45 | 45 | 45 | 45 | 45 | 45 | 45 | 45 | 45
|  |  | Bipole III Reduced Losses |  |  | 0 | 0 | 0 | 0 | 86 | 86 | 86 | 86 | 86 | 86 | 86 | 86 | 86 | 86 | 86 | 86 | 86 | 86 | 86 | 86 | 86 | 86 | 86 | 86 | 86 | 86 | 86 | 86 | 86 | 86 | 86 | 86 | 86 | 86 | 86 | 86
| 5 | Total Base Supply Power Resources |  |  |  | 6059 | 6183 | 6286 | 6289 | 6402 | 6405 | 6303 | 6306 | 6309 | 6312 | 6312 | 6312 | 5927 | 5927 | 5927 | 5927 | 5927 | 5752 | 5752 | 5752 | 5752 | 5752 | 5752 | 5752 | 5752 | 5752 | 5752 | 5752 | 5752 | 5752 | 5752 | 5752 | 5752 | 5752 | 5752 | 5752
| 6 | Total Power Resources |  |  | 4+5 | 6059 | 6183 | 6286 | 6289 | 6402 | 6405 | 6303 | 6306 | 6309 | 6312 | 6312 | 6312 | 5927 | 5927 | 5927 | 5927 | 5927 | 5752 | 5752 | 5752 | 5752 | 5752 | 5752 | 5752 | 5752 | 5752 | 5752 | 5752 | 5752 | 5752 | 5752 | 5752 | 5752 | 5752 | 5752 | 5752
Peak Demand
|  |  | 2013 Base Load Forecast |  |  | 4601 | 4680 | 4742 | 4801 | 4857 | 4930 | 5002 | 5074 | 5147 | 5222 | 5296 | 5369 | 5443 | 5516 | 5588 | 5664 | 5739 | 5813 | 5886 | 5959 | 6032 | 6105 | 6178 | 6251 | 6324 | 6396 | 6469 | 6542 | 6615 | 6688 | 6761 | 6834 | 6907 | 6979 | 7052 | 7125
|  |  | Less: 2013 Base DSM Forecast |  |  | -22 | -43 | -62 | -79 | -94 | -109 | -118 | -127 | -136 | -144 | -149 | -153 | -157 | -161 | -166 | -164 | -162 | -161 | -160 | -159 | -153 | -147 | -141 | -136 | -131 | -124 | -117 | -111 | -105 | -100 | -100 | -100 | -100 | -100 | -100 | -100
| 7 | Manitoba Net Load |  |  |  | 4579 | 4637 | 4680 | 4722 | 4763 | 4821 | 4884 | 4947 | 5011 | 5078 | 5147 | 5216 | 5286 | 5355 | 5422 | 5500 | 5577 | 5652 | 5726 | 5800 | 5879 | 5958 | 6037 | 6115 | 6193 | 6272 | 6352 | 6431 | 6510 | 6588 | 6661 | 6734 | 6807 | 6879 | 6952 | 7025
|  |  | Contracted Exports |  |  | 605 | 605 | 358 | 358 | 358 | 358 | 358 | 358 | 358 | 358 | 358 | 358 | 0 | 0 | 0 | 0 | 0 | 0 | 0 | 0 | 0 | 0 | 0 | 0 | 0 | 0 | 0 | 0 | 0 | 0 | 0 | 0 | 0 | 0 | 0 | 0
|  |  | Proposed Exports |  |  | 0 | 0 | 55 | 55 | 55 | 55 | 55 | 0 | 0 | 0 | 0 | 0 | 0 | 0 | 0 | 0 | 0 | 0 | 0 | 0 | 0 | 0 | 0 | 0 | 0 | 0 | 0 | 0 | 0 | 0 | 0 | 0 | 0 | 0 | 0 | 0
| 8 | Total Exports |  |  |  | 605 | 605 | 413 | 413 | 413 | 413 | 413 | 358 | 358 | 358 | 358 | 358 | 0 | 0 | 0 | 0 | 0 | 0 | 0 | 0 | 0 | 0 | 0 | 0 | 0 | 0 | 0 | 0 | 0 | 0 | 0 | 0 | 0 | 0 | 0 | 0
| 9 | Total Peak Demand |  |  | 7+8 | 5184 | 5242 | 5093 | 5135 | 5176 | 5234 | 5297 | 5305 | 5369 | 5436 | 5505 | 5574 | 5286 | 5355 | 5422 | 5500 | 5577 | 5652 | 5726 | 5800 | 5879 | 5958 | 6037 | 6115 | 6193 | 6272 | 6352 | 6431 | 6510 | 6588 | 6661 | 6734 | 6807 | 6879 | 6952 | 7025
| 10 |  | Reserves |  |  | 483 | 510 | 562 | 567 | 572 | 579 | 586 | 594 | 601 | 609 | 618 | 626 | 634 | 643 | 651 | 660 | 669 | 678 | 687 | 696 | 705 | 715 | 724 | 734 | 743 | 753 | 762 | 772 | 781 | 791 | 799 | 808 | 817 | 826 | 834 | 843
| 11 | System Surplus/(Deficit) |  |  | 6-9-10 | 392 | 431 | 631 | 587 | 654 | 592 | 420 | 407 | 339 | 267 | 189 | 112 | 7 | -71 | -146 | -233 | -319 | -578 | -661 | -744 | -832 | -921 | -1009 | -1097 | -1184 | -1273 | -1362 | -1451 | -1539 | -1627 | -1708 | -1790 | -1872 | -1953 | -2034 | -2116
| 12 |  | Less: | Brandon Unit 5 |  | -105 | -105 | -105 | -105 | -105 | -105 | 0 | 0 | 0 | 0 | 0 | 0 | 0 | 0 | 0 | 0 | 0 | 0 | 0 | 0 | 0 | 0 | 0 | 0 | 0 | 0 | 0 | 0 | 0 | 0 | 0 | 0 | 0 | 0 | 0 | 0
| Exportable Surplus |  |  |  | 11+12 | 287 | 326 | 526 | 482 | 549 | 487 | 420 | 407 | 339 | 267 | 189 | 112 | 7 | 0 | 0 | 0 | 0 | 0 | 0 | 0 | 0 | 0 | 0 | 0 | 0 | 0 | 0 | 0 | 0 | 0 | 0 | 0 | 0 | 0 | 0 | 0

## 2013 Load Variability
Reference Assumptions
| 2013/14 | 2014/15 | 2015/16 | 2016/17 | 2017/18 | 2018/19 | 2019/20 | 2020/21 | 2021/22 | 2022/23 | 2023/24 | 2024/25 | 2025/26 | 2026/27 | 2027/28 | 2028/29 | 2029/30 | 2030/31 | 2031/32 | 2032/33
Peak Demand
2013 Base Load Forecast | 4601 | 4680 | 4742 | 4801 | 4857 | 4930 | 5002 | 5074 | 5147 | 5222 | 5296 | 5369 | 5443 | 5516 | 5588 | 5664 | 5739 | 5813 | 5886 | 5959
Less: 2013 Base DSM Forecast | -22 | -43 | -62 | -79 | -94 | -109 | -118 | -127 | -136 | -144 | -149 | -153 | -157 | -161 | -166 | -164 | -162 | -161 | -160 | -159
Manitoba Net Load | 4579 | 4637 | 4680 | 4722 | 4763 | 4821 | 4884 | 4947 | 5011 | 5078 | 5147 | 5216 | 5286 | 5355 | 5422 | 5500 | 5577 | 5652 | 5726 | 5800
Contracted Exports | 605 | 605 | 358 | 358 | 358 | 358 | 358 | 358 | 358 | 358 | 358 | 358 | 0 | 0 | 0 | 0 | 0 | 0 | 0 | 0
Proposed Exports | 0 | 0 | 55 | 55 | 55 | 55 | 55 | 0 | 0 | 0 | 0 | 0 | 0 | 0 | 0 | 0 | 0 | 0 | 0 | 0
Total Exports | 605 | 605 | 413 | 413 | 413 | 413 | 413 | 358 | 358 | 358 | 358 | 358 | 0 | 0 | 0 | 0 | 0 | 0 | 0 | 0
Total Peak Demand | 5184 | 5242 | 5093 | 5135 | 5176 | 5234 | 5297 | 5305 | 5369 | 5436 | 5505 | 5574 | 5286 | 5355 | 5422 | 5500 | 5577 | 5652 | 5726 | 5800
Calculated Reserve | 10.55% | 11% | 12.01% | 12.01% | 12.01% | 12.01% | 12% | 12.01% | 11.99% | 11.99% | 12.01% | 12% | 11.99% | 12.01% | 12.01% | 12% | 12% | 12% | 12% | 12%
Manitoba Domestic Load
2013 Base Load Forecast | 25239 | 25676 | 26013 | 26322 | 26606 | 27003 | 27398 | 27789 | 28197 | 28605 | 29013 | 29418 | 29822 | 30225 | 30625 | 31041 | 31453 | 31863 | 32265 | 32667
Construction Power - Hydro | 0 | 0 | 0 | 0 | 0 | 0 | 0 | 0 | 0 | 0 | 0 | 0 | 0 | 4 | 12 | 16 | 28 | 8 | 8 | 4
Less: 2013 Base DSM Forecast | -108 | -204 | -288 | -362 | -433 | -501 | -548 | -588 | -628 | -667 | -696 | -712 | -728 | -751 | -773 | -755 | -736 | -722 | -712 | -701
Manitoba Net Load | 25131 | 25472 | 25725 | 25960 | 26173 | 26502 | 26850 | 27201 | 27569 | 27938 | 28317 | 28706 | 29094 | 29478 | 29864 | 30302 | 30745 | 31149 | 31561 | 31970
Contracted Exports | 3156 | 3156 | 2115 | 2012 | 2012 | 2012 | 2012 | 2012 | 2012 | 2012 | 2012 | 2012 | 249 | 145 | 145 | 145 | 145 | 145 | 145 | 145
Proposed Exports | 0 | 0 | 394 | 414 | 414 | 414 | 414 | 204 | 162 | 162 | 162 | 162 | 162 | 162 | 162 | 162 | 162 | 0 | 0 | 0
Less: Adverse Water | 0 | 0 | -309 | -370 | -370 | -370 | -370 | -370 | -370 | -370 | -370 | -370 | -61 | 0 | 0 | 0 | 0 | 0 | 0 | 0
Total Net Exports | 3156 | 3156 | 2200 | 2056 | 2056 | 2056 | 2056 | 1846 | 1804 | 1804 | 1804 | 1804 | 350 | 307 | 307 | 307 | 307 | 145 | 145 | 145
Total Energy Demand | 28287 | 28628 | 27925 | 28016 | 28229 | 28558 | 28906 | 29047 | 29373 | 29742 | 30121 | 30510 | 29444 | 29785 | 30171 | 30609 | 31052 | 31294 | 31706 | 32115
Load Sensitivities
Source: NFAT Appendix D, p. 45-46
Energy
| 2013/14 | 2014/15 | 2015/16 | 2016/17 | 2017/18 | 2018/19 | 2019/20 | 2020/21 | 2021/22 | 2022/23 | 2023/24 | 2024/25 | 2025/26 | 2026/27 | 2027/28 | 2028/29 | 2029/30 | 2030/31 | 2031/32 | 2032/33
Gross Firm Base Fcast | 25239 | 25676 | 26013 | 26322 | 26606 | 27003 | 27398 | 27789 | 28197 | 28605 | 29013 | 29418 | 29822 | 30225 | 30625 | 31041 | 31453 | 31863 | 32265 | 32667
Long Term Economic Std Dev | 284 | 434 | 557 | 667 | 767 | 862 | 951 | 1038 | 1121 | 1202 | 1280 | 1357 | 1433 | 1507 | 1579 | 1651 | 1721 | 1791 | 1860 | 1928
10.0% Prob point | 24875 | 25119 | 25299 | 25468 | 25623 | 25898 | 26178 | 26460 | 26761 | 27065 | 27372 | 27679 | 27986 | 28295 | 28602 | 28925 | 29246 | 29568 | 29882 | 30196
90.0% Prob point | 25603 | 26232 | 26727 | 27176 | 27589 | 28107 | 28617 | 29119 | 29634 | 30145 | 30654 | 31157 | 31658 | 32156 | 32649 | 33156 | 33659 | 34159 | 34649 | 35138
Peak
| 2013/14 | 2014/15 | 2015/16 | 2016/17 | 2017/18 | 2018/19 | 2019/20 | 2020/21 | 2021/22 | 2022/23 | 2023/24 | 2024/25 | 2025/26 | 2026/27 | 2027/28 | 2028/29 | 2029/30 | 2030/31 | 2031/32 | 2032/33
Gross Total Peak Base Fcast | 4601 | 4680 | 4742 | 4801 | 4857 | 4930 | 5002 | 5074 | 5147 | 5222 | 5296 | 5369 | 5443 | 5516 | 5588 | 5664 | 5739 | 5813 | 5886 | 5959
Long Term Economic Std Dev | 61 | 97 | 127 | 154 | 179 | 204 | 227 | 249 | 271 | 293 | 314 | 335 | 355 | 375 | 395 | 415 | 434 | 454 | 473 | 492
10.0% Prob point | 4522 | 4556 | 4579 | 4603 | 4628 | 4669 | 4711 | 4754 | 4800 | 4846 | 4893 | 4940 | 4988 | 5035 | 5082 | 5132 | 5182 | 5232 | 5280 | 5329
90.0% Prob point | 4679 | 4804 | 4904 | 4998 | 5087 | 5191 | 5293 | 5393 | 5495 | 5597 | 5698 | 5798 | 5898 | 5997 | 6095 | 6195 | 6295 | 6395 | 6492 | 6590
Capacity
Reference Demand+Reserves | 5667 | 5752 | 5655 | 5702 | 5748 | 5813 | 5883 | 5899 | 5970 | 6045 | 6123 | 6200 | 5920 | 5998 | 6073 | 6160 | 6246 | 6330 | 6413 | 6496
10th Percentile | 5579.667 | 5614.3619 | 5472.4261 | 5480.2249 | 5491.4988 | 5520.654 | 5557.0848 | 5540.5767 | 5581.3822 | 5623.9067 | 5671.6118 | 5719.5134 | 5410.4275 | 5459.2441 | 5506.2464 | 5564.16 | 5622.184 | 5679.3047 | 5734.2927 | 5790.4
90th Percentile | 5753.2276 | 5889.6381 | 5836.4538 | 5922.655 | 6005.6212 | 6105.346 | 6208.9152 | 6256.3032 | 6359.7378 | 6464.9734 | 6573.2681 | 6680.4866 | 6429.5725 | 6536.7559 | 6640.8737 | 6754.72 | 6868.6961 | 6981.8153 | 7091.7073 | 7202.72
Energy
Reference Demand | 28287 | 28628 | 27925 | 28016 | 28229 | 28558 | 28906 | 29047 | 29373 | 29742 | 30121 | 30510 | 29444 | 29785 | 30171 | 30609 | 31052 | 31294 | 31706 | 32115
10th Percentile | 27923 | 28071 | 27211 | 27162 | 27246 | 27453 | 27686 | 27718 | 27937 | 28202 | 28480 | 28771 | 27608 | 27855 | 28148 | 28493 | 28845 | 28999 | 29323 | 29644
90th Percentile | 28651 | 29184 | 28639 | 28870 | 29212 | 29662 | 30125 | 30377 | 30810 | 31282 | 31762 | 32249 | 31280 | 31716 | 32195 | 32724 | 33258 | 33590 | 34090 | 34586

## 2013 DSM 1.5x MW (PP)
Source: NFAT, Appendix 4.2
Date: August 16, 2013
System Firm Winter Peak Demand and Capacity Resources (MW) @ generation
NFAT 2013 Update
K19/C26/750MW (WPS Sale & Inv) – 1.5x DSM
| Fiscal Year |  |  |  |  | 2013/14 | 2014/15 | 2015/16 | 2016/17 | 2017/18 | 2018/19 | 2019/20 | 2020/21 | 2021/22 | 2022/23 | 2023/24 | 2024/25 | 2025/26 | 2026/27 | 2027/28 | 2028/29 | 2029/30 | 2030/31 | 2031/32 | 2032/33 | 2033/34 | 2034/35 | 2035/36 | 2036/37 | 2037/38 | 2038/39 | 2039/40 | 2040/41 | 2041/42 | 2042/43 | 2043/44 | 2044/45 | 2045/46 | 2046/47 | 2047/48 | 2048/49
Power Resources
New Power Resources
New Hydro
|  |  |  | Conawapa |  | 0 | 0 | 0 | 0 | 0 | 0 | 0 | 0 | 0 | 0 | 0 | 0 | 0 | 520 | 1040 | 1300 | 1300 | 1300 | 1300 | 1300 | 1300 | 1300 | 1300 | 1300 | 1300 | 1300 | 1300 | 1300 | 1300 | 1300 | 1300 | 1300 | 1300 | 1300 | 1300 | 1300
|  |  |  | Keeyask |  | 0 | 0 | 0 | 0 | 0 | 0 | 90 | 630 | 630 | 630 | 630 | 630 | 630 | 630 | 630 | 630 | 630 | 630 | 630 | 630 | 630 | 630 | 630 | 630 | 630 | 630 | 630 | 630 | 630 | 630 | 630 | 630 | 630 | 630 | 630 | 630
| 1 |  | Total New Hydro |  |  | 0 | 0 | 0 | 0 | 0 | 0 | 90 | 630 | 630 | 630 | 630 | 630 | 630 | 1150 | 1670 | 1930 | 1930 | 1930 | 1930 | 1930 | 1930 | 1930 | 1930 | 1930 | 1930 | 1930 | 1930 | 1930 | 1930 | 1930 | 1930 | 1930 | 1930 | 1930 | 1930 | 1930
New Thermal
|  |  |  | SCGT |  | 0 | 0 | 0 | 0 | 0 | 0 | 0 | 0 | 0 | 0 | 0 | 0 | 0 | 0 | 0 | 0 | 0 | 0 | 0 | 0 | 0 | 0 | 0 | 0 | 0 | 0 | 0 | 0 | 0 | 0 | 0 | 0 | 0 | 245 | 245 | 245
|  |  |  | CCGT |  | 0 | 0 | 0 | 0 | 0 | 0 | 0 | 0 | 0 | 0 | 0 | 0 | 0 | 0 | 0 | 0 | 0 | 0 | 0 | 0 | 0 | 0 | 0 | 0 | 0 | 0 | 0 | 0 | 0 | 0 | 0 | 0 | 0 | 0 | 0 | 0
| 2 |  | Total New Thermal |  |  | 0 | 0 | 0 | 0 | 0 | 0 | 0 | 0 | 0 | 0 | 0 | 0 | 0 | 0 | 0 | 0 | 0 | 0 | 0 | 0 | 0 | 0 | 0 | 0 | 0 | 0 | 0 | 0 | 0 | 0 | 0 | 0 | 0 | 245 | 245 | 245
New Imports
Contracted
Proposed
| 3 |  | Total New Imports |  |  | 2013/14: 0; 2014/15: 0; 2015/16: 0; 2016/17: 0; 2017/18: 0; 2018/19: 0; 2019/20: 0; 2020/21: 0; 2021/22: 0; 2022/23: 0; 2023/24: 0; 2024/25: 0; 2025/26: 0; 2026/27: 0; 2027/28: 0; 2028/29: 0; 2029/30: 0; 2030/31: 0; 2031/32: 0
| 4 | Total New Power Resources |  |  | 1+2+3 | 0 | 0 | 0 | 0 | 0 | 0 | 90 | 630 | 630 | 630 | 630 | 630 | 630 | 1150 | 1670 | 1930 | 1930 | 1930 | 1930 | 1930 | 1930 | 1930 | 1930 | 1930 | 1930 | 1930 | 1930 | 1930 | 1930 | 1930 | 1930 | 1930 | 1930 | 2175 | 2175 | 2175
Base Supply Power Resources
|  |  | Existing Hydro |  |  | 5124 | 5127 | 5164 | 5167 | 5194 | 5197 | 5200 | 5203 | 5206 | 5209 | 5209 | 5209 | 5209 | 5209 | 5209 | 5185 | 5185 | 5185 | 5185 | 5185 | 5185 | 5185 | 5185 | 5185 | 5185 | 5185 | 5185 | 5185 | 5185 | 5185 | 5185 | 5185 | 5185 | 5185 | 5185 | 5185
Existing Thermal
|  |  |  | Brandon Coal - Unit 5 |  | 105 | 105 | 105 | 105 | 105 | 105 | 0 | 0 | 0 | 0 | 0 | 0 | 0 | 0 | 0 | 0 | 0 | 0 | 0 | 0 | 0 | 0 | 0 | 0 | 0 | 0 | 0 | 0 | 0 | 0 | 0 | 0 | 0 | 0 | 0 | 0
|  |  |  | Selkirk Gas |  | 0 | 66 | 132 | 132 | 132 | 132 | 132 | 132 | 132 | 132 | 132 | 132 | 132 | 132 | 132 | 132 | 132 | 132 | 132 | 132 | 132 | 132 | 132 | 132 | 132 | 132 | 132 | 132 | 132 | 132 | 132 | 132 | 132 | 132 | 132 | 132
|  |  |  | Brandon Units 6-7 SCGT |  | 280 | 280 | 280 | 280 | 280 | 280 | 280 | 280 | 280 | 280 | 280 | 280 | 280 | 280 | 280 | 280 | 280 | 280 | 280 | 280 | 280 | 280 | 280 | 280 | 280 | 280 | 280 | 280 | 280 | 280 | 280 | 280 | 280 | 280 | 280 | 280
|  |  | Contracted Imports |  |  | 550 | 385 | 385 | 385 | 385 | 385 | 385 | 385 | 385 | 385 | 385 | 385 | 0 | 0 | 0 | 0 | 0 | 0 | 0 | 0 | 0 | 0 | 0 | 0 | 0 | 0 | 0 | 0 | 0 | 0 | 0 | 0 | 0 | 0 | 0 | 0
|  |  | Proposed Imports |  |  | 0 | 220 | 220 | 220 | 220 | 220 | 220 | 220 | 220 | 220 | 220 | 220 | 220 | 220 | 220 | 220 | 220 | 0 | 0 | 0 | 0 | 0 | 0 | 0 | 0 | 0 | 0 | 0 | 0 | 0 | 0 | 0 | 0 | 0 | 0 | 0
|  |  | Pointe du Bois Rebuild |  |  | 0 | 0 | 0 | 0 | 0 | 0 | 0 | 0 | 0 | 0 | 0 | 0 | 0 | 0 | 0 | 0 | 0 | 45 | 45 | 45 | 45 | 45 | 45 | 45 | 45 | 45 | 45 | 45 | 45 | 45 | 45 | 45 | 45 | 45 | 45 | 45
|  |  | Bipole III Reduced Losses |  |  | 0 | 0 | 0 | 0 | 86 | 86 | 86 | 75 | 75 | 75 | 75 | 75 | 75 | 75 | 14 | 14 | 14 | 14 | 14 | 14 | 14 | 14 | 14 | 14 | 14 | 14 | 14 | 14 | 14 | 14 | 14 | 14 | 14 | 14 | 14 | 14
| 5 | Total Base Supply Power Resources |  |  |  | 6059 | 6183 | 6286 | 6289 | 6402 | 6405 | 6303 | 6295 | 6298 | 6301 | 6301 | 6301 | 5916 | 5916 | 5855 | 5831 | 5831 | 5656 | 5656 | 5656 | 5656 | 5656 | 5656 | 5656 | 5656 | 5656 | 5656 | 5656 | 5656 | 5656 | 5656 | 5656 | 5656 | 5656 | 5656 | 5656
| 6 | Total Power Resources |  |  | 4+5 | 6059 | 6183 | 6286 | 6289 | 6402 | 6405 | 6393 | 6925 | 6928 | 6931 | 6931 | 6931 | 6546 | 7066 | 7525 | 7761 | 7761 | 7586 | 7586 | 7586 | 7586 | 7586 | 7586 | 7586 | 7586 | 7586 | 7586 | 7586 | 7586 | 7586 | 7586 | 7586 | 7586 | 7831 | 7831 | 7831
Peak Demand
|  |  | 2013 Base Load Forecast |  |  | 4601 | 4680 | 4742 | 4801 | 4857 | 4930 | 5002 | 5074 | 5147 | 5222 | 5296 | 5369 | 5443 | 5516 | 5588 | 5664 | 5739 | 5813 | 5886 | 5959 | 6032 | 6105 | 6178 | 6251 | 6324 | 6396 | 6469 | 6542 | 6615 | 6688 | 6761 | 6834 | 6907 | 6979 | 7052 | 7125
|  |  | Less: 1.5x 2013 DSM Forecast |  |  | -34 | -65 | -93 | -119 | -141 | -163 | -177 | -191 | -204 | -216 | -224 | -230 | -235 | -242 | -249 | -246 | -243 | -242 | -240 | -239 | -230 | -221 | -212 | -204 | -196 | -185 | -175 | -166 | -158 | -150 | -150 | -150 | -150 | -150 | -150 | -150
| 7 | Manitoba Net Load |  |  |  | 4567 | 4615 | 4649 | 4682 | 4716 | 4767 | 4825 | 4883 | 4943 | 5006 | 5072 | 5139 | 5208 | 5274 | 5339 | 5418 | 5496 | 5571 | 5646 | 5720 | 5802 | 5884 | 5966 | 6047 | 6128 | 6211 | 6294 | 6376 | 6457 | 6538 | 6611 | 6684 | 6757 | 6829 | 6902 | 6975
|  |  | Contracted Exports |  |  | 605 | 605 | 358 | 358 | 358 | 358 | 358 | 633 | 880 | 880 | 880 | 880 | 385 | 385 | 275 | 275 | 275 | 275 | 275 | 275 | 275 | 275 | 0 | 0 | 0 | 0 | 0 | 0 | 0 | 0 | 0 | 0 | 0 | 0 | 0 | 0
|  |  | Proposed Exports |  |  | 0 | 119 | 174 | 174 | 174 | 174 | 174 | 119 | 0 | 0 | 0 | 0 | 0 | 220 | 330 | 330 | 330 | 330 | 330 | 330 | 330 | 330 | 330 | 0 | 0 | 0 | 0 | 0 | 0 | 0 | 0 | 0 | 0 | 0 | 0 | 0
| 8 | Total Exports |  |  |  | 605 | 724 | 532 | 532 | 532 | 532 | 532 | 752 | 880 | 880 | 880 | 880 | 385 | 605 | 605 | 605 | 605 | 605 | 605 | 605 | 605 | 605 | 330 | 0 | 0 | 0 | 0 | 0 | 0 | 0 | 0 | 0 | 0 | 0 | 0 | 0
| 9 | Total Peak Demand |  |  | 7+8 | 5172 | 5339 | 5181 | 5214 | 5248 | 5299 | 5357 | 5635 | 5823 | 5886 | 5952 | 6019 | 5593 | 5879 | 5944 | 6023 | 6101 | 6176 | 6251 | 6325 | 6407 | 6489 | 6296 | 6047 | 6128 | 6211 | 6294 | 6376 | 6457 | 6538 | 6611 | 6684 | 6757 | 6829 | 6902 | 6975
| 10 |  | Reserves |  |  | 482 | 508 | 558 | 562 | 566 | 572 | 579 | 586 | 593 | 601 | 609 | 617 | 625 | 633 | 641 | 650 | 659 | 669 | 678 | 686 | 696 | 706 | 716 | 726 | 735 | 745 | 755 | 765 | 775 | 785 | 793 | 802 | 811 | 820 | 828 | 837
| 11 | System Surplus |  |  | 6-9-10 | 405 | 336 | 547 | 513 | 588 | 534 | 457 | 704 | 512 | 444 | 370 | 295 | 328 | 554 | 940 | 1088 | 1001 | 741 | 657 | 575 | 483 | 391 | 574 | 813 | 723 | 630 | 537 | 445 | 354 | 263 | 182 | 100 | 18 | 182 | 101 | 19
| 12 |  | Less: | Brandon Unit 5 |  | -105 | -105 | -105 | -105 | -105 | -105 | 0 | 0 | 0 | 0 | 0 | 0 | 0 | 0 | 0 | 0 | 0 | 0 | 0 | 0 | 0 | 0 | 0 | 0 | 0 | 0 | 0 | 0 | 0 | 0 | 0 | 0 | 0 | 0 | 0 | 0
| Exportable Surplus |  |  |  | 11+12 | 300 | 231 | 442 | 408 | 483 | 429 | 457 | 704 | 512 | 444 | 370 | 295 | 328 | 554 | 940 | 1088 | 1001 | 741 | 657 | 575 | 483 | 391 | 574 | 813 | 723 | 630 | 537 | 445 | 354 | 263 | 182 | 100 | 18 | 182 | 101 | 19

## 2013 DSM 1.5x GWh (PP)
Source: NFAT, Appendix 4.2
Date: August 16, 2013
System Firm Energy Demand and Dependable Resources (GWh) @ generation
NFAT 2013 Update
K19/C26/750MW (WPS Sale & Inv) – 1.5x DSM
| Fiscal Year |  |  |  |  | 2013/14 | 2014/15 | 2015/16 | 2016/17 | 2017/18 | 2018/19 | 2019/20 | 2020/21 | 2021/22 | 2022/23 | 2023/24 | 2024/25 | 2025/26 | 2026/27 | 2027/28 | 2028/29 | 2029/30 | 2030/31 | 2031/32 | 2032/33 | 2033/34 | 2034/35 | 2035/36 | 2036/37 | 2037/38 | 2038/39 | 2039/40 | 2040/41 | 2041/42 | 2042/43 | 2043/44 | 2044/45 | 2045/46 | 2046/47 | 2047/48 | 2048/49
Power Resources
New Power Resources
New Hydro
|  |  |  | Conawapa |  | 0 | 0 | 0 | 0 | 0 | 0 | 0 | 0 | 0 | 0 | 0 | 0 | 0 | 2198 | 4650 | 4650 | 4650 | 4650 | 4650 | 4650 | 4650 | 4650 | 4650 | 4650 | 4650 | 4650 | 4650 | 4650 | 4650 | 4650 | 4650 | 4650 | 4650 | 4650 | 4650 | 4650
|  |  |  | Keeyask |  | 0 | 0 | 0 | 0 | 0 | 0 | 493 | 2974 | 3003 | 3003 | 3003 | 3003 | 3003 | 3003 | 3003 | 3003 | 3003 | 3003 | 3003 | 3003 | 3003 | 3003 | 3003 | 3003 | 3003 | 3003 | 3003 | 3003 | 3003 | 3003 | 3003 | 3003 | 3003 | 3003 | 3003 | 3003
| 1 |  | Total New Hydro |  |  | 0 | 0 | 0 | 0 | 0 | 0 | 493 | 2974 | 3003 | 3003 | 3003 | 3003 | 3003 | 5201 | 7653 | 7653 | 7653 | 7653 | 7653 | 7653 | 7653 | 7653 | 7653 | 7653 | 7653 | 7653 | 7653 | 7653 | 7653 | 7653 | 7653 | 7653 | 7653 | 7653 | 7653 | 7653
New Thermal
|  |  |  | SCGT |  | 0 | 0 | 0 | 0 | 0 | 0 | 0 | 0 | 0 | 0 | 0 | 0 | 0 | 0 | 0 | 0 | 0 | 0 | 0 | 0 | 0 | 0 | 0 | 0 | 0 | 0 | 0 | 0 | 0 | 0 | 0 | 0 | 0 | 1857 | 1857 | 1857
|  |  |  | CCGT |  | 0 | 0 | 0 | 0 | 0 | 0 | 0 | 0 | 0 | 0 | 0 | 0 | 0 | 0 | 0 | 0 | 0 | 0 | 0 | 0 | 0 | 0 | 0 | 0 | 0 | 0 | 0 | 0 | 0 | 0 | 0 | 0 | 0 | 0 | 0 | 0
| 2 |  | Total New Thermal |  |  | 0 | 0 | 0 | 0 | 0 | 0 | 0 | 0 | 0 | 0 | 0 | 0 | 0 | 0 | 0 | 0 | 0 | 0 | 0 | 0 | 0 | 0 | 0 | 0 | 0 | 0 | 0 | 0 | 0 | 0 | 0 | 0 | 0 | 1857 | 1857 | 1857
New Imports
|  |  |  | Contracted |  | 0 | 0 | 0 | 0 | 0 | 0 | 0 | 928 | 1113 | 1113 | 1113 | 1113 | 1113 | 1113 | 1113 | 1113 | 1113 | 1113 | 1113 | 1113 | 1113 | 1113 | 186 | 0 | 0 | 0 | 0 | 0 | 0 | 0 | 0 | 0 | 0 | 0 | 0 | 0
|  |  |  | Proposed |  | 0 | 0 | 0 | 0 | 0 | 0 | 0 | 0 | 0 | 0 | 0 | 0 | 0 | 742 | 1262 | 1336 | 1336 | 1336 | 1336 | 1336 | 1336 | 1336 | 1336 | 223 | 0 | 0 | 0 | 0 | 0 | 0 | 0 | 0 | 0 | 0 | 0 | 0
| 3 |  | Total New Imports |  |  | 0 | 0 | 0 | 0 | 0 | 0 | 0 | 928 | 1113 | 1113 | 1113 | 1113 | 1113 | 1855 | 2375 | 2449 | 2449 | 2449 | 2449 | 2449 | 2449 | 2449 | 1522 | 223 | 0 | 0 | 0 | 0 | 0 | 0 | 0 | 0 | 0 | 0 | 0 | 0
| 4 |  | New Wind |  |  | 0 | 0 | 0 | 0 | 0 | 0 | 0 | 0 | 0 | 0 | 0 | 0 | 0 | 0 | 0 | 0 | 0 | 0 | 0 | 0 | 0 | 0 | 0 | 0 | 0 | 0 | 0 | 0 | 0 | 0 | 0 | 0 | 0 | 0 | 0 | 0
| 5 | Total New Power Resources |  |  | 1+2+3+4 | 0 | 0 | 0 | 0 | 0 | 0 | 493 | 3902 | 4116 | 4116 | 4116 | 4116 | 4116 | 7056 | 10028 | 10102 | 10102 | 10102 | 10102 | 10102 | 10102 | 10102 | 9175 | 7876 | 7653 | 7653 | 7653 | 7653 | 7653 | 7653 | 7653 | 7653 | 7653 | 9510 | 9510 | 9510
Base Supply Power Resources
|  |  | Existing Hydro |  |  | 21914 | 21912 | 21911 | 21899 | 21888 | 21880 | 21862 | 21854 | 21846 | 21838 | 21838 | 21828 | 21818 | 21818 | 21808 | 21798 | 21798 | 21788 | 21788 | 21778 | 21768 | 21768 | 21758 | 21748 | 21748 | 21738 | 21738 | 21728 | 21718 | 21718 | 21708 | 21698 | 21698 | 21688 | 21678 | 21678
Existing Thermal
|  |  |  | Brandon Coal - Unit 5 |  | 811 | 811 | 811 | 811 | 811 | 811 | 592 | 0 | 0 | 0 | 0 | 0 | 0 | 0 | 0 | 0 | 0 | 0 | 0 | 0 | 0 | 0 | 0 | 0 | 0 | 0 | 0 | 0 | 0 | 0 | 0 | 0 | 0 | 0 | 0 | 0
|  |  |  | Selkirk Gas |  | 953 | 953 | 953 | 953 | 953 | 953 | 953 | 953 | 953 | 953 | 953 | 953 | 953 | 953 | 953 | 953 | 953 | 953 | 953 | 953 | 953 | 953 | 953 | 953 | 953 | 953 | 953 | 953 | 953 | 953 | 953 | 953 | 953 | 953 | 953 | 953
|  |  |  | Brandon Units 6-7 SCGT |  | 2354 | 2354 | 2354 | 2354 | 2354 | 2354 | 2354 | 2354 | 2354 | 2354 | 2354 | 2354 | 2354 | 2354 | 2354 | 2354 | 2354 | 2354 | 2354 | 2354 | 2354 | 2354 | 2354 | 2354 | 2354 | 2354 | 2354 | 2354 | 2354 | 2354 | 2354 | 2354 | 2354 | 2354 | 2354 | 2354
|  |  | Contracted Imports |  |  | 2705 | 1949 | 1549 | 1639 | 1639 | 1639 | 1639 | 1639 | 1639 | 1639 | 1639 | 1639 | 271 | 0 | 0 | 0 | 0 | 0 | 0 | 0 | 0 | 0 | 0 | 0 | 0 | 0 | 0 | 0 | 0 | 0 | 0 | 0 | 0 | 0 | 0 | 0
|  |  | Proposed Imports |  |  | 0 | 781 | 936 | 936 | 936 | 936 | 936 | 936 | 936 | 936 | 936 | 936 | 936 | 936 | 936 | 936 | 936 | 155 | 0 | 0 | 0 | 0 | 0 | 0 | 0 | 0 | 0 | 0 | 0 | 0 | 0 | 0 | 0 | 0 | 0 | 0
|  |  | Hydro Adjustment |  |  | 340 | 373 | 784 | 844 | 844 | 844 | 844 | 844 | 844 | 844 | 844 | 844 | 406 | 307 | 307 | 307 | 307 | 70 | 0 | 0 | 0 | 0 | 0 | 0 | 0 | 0 | 0 | 0 | 0 | 0 | 0 | 0 | 0 | 0 | 0 | 0
|  |  | Market Purchases |  |  | 363 | 338 | 583 | 493 | 493 | 493 | 493 | 957 | 1050 | 1050 | 1050 | 1050 | 2417 | 1946 | 1426 | 1352 | 1352 | 2133 | 2288 | 2288 | 2288 | 2288 | 3216 | 3380 | 3397 | 3442 | 3486 | 3530 | 3573 | 3616 | 3656 | 3696 | 3736 | 3776 | 3816 | 3857
|  |  | Existing Wind |  |  | 771 | 771 | 771 | 771 | 771 | 771 | 771 | 771 | 771 | 771 | 771 | 771 | 771 | 771 | 771 | 771 | 771 | 771 | 771 | 771 | 771 | 771 | 771 | 771 | 771 | 771 | 771 | 771 | 771 | 771 | 771 | 771 | 771 | 771 | 771 | 771
|  |  | Pointe du Bois Rebuild |  |  | 0 | 0 | 0 | 0 | 0 | 0 | 0 | 0 | 0 | 0 | 0 | 0 | 0 | 0 | 0 | 0 | 0 | 60 | 150 | 150 | 150 | 150 | 150 | 150 | 150 | 150 | 150 | 150 | 150 | 150 | 150 | 150 | 150 | 150 | 150 | 150
|  |  | Bipole III Reduced Losses |  |  | 0 | 0 | 0 | 0 | 190 | 190 | 190 | 202 | 202 | 202 | 202 | 202 | 202 | 202 | 133 | 133 | 133 | 133 | 133 | 133 | 133 | 133 | 133 | 133 | 133 | 133 | 133 | 133 | 133 | 133 | 133 | 133 | 133 | 133 | 133 | 133
| 6 | Total Base Supply Power Resources |  |  |  | 30211 | 30242 | 30652 | 30700 | 30879 | 30871 | 30634 | 30510 | 30595 | 30587 | 30587 | 30577 | 30128 | 29287 | 28688 | 28604 | 28604 | 28417 | 28437 | 28427 | 28417 | 28417 | 29335 | 29489 | 29506 | 29541 | 29585 | 29619 | 29652 | 29695 | 29725 | 29755 | 29795 | 29825 | 29855 | 29896
| 7 | Total Power Resources |  |  | 5+6 | 30211 | 30242 | 30652 | 30700 | 30879 | 30871 | 31127 | 34412 | 34711 | 34703 | 34703 | 34693 | 34244 | 36343 | 38716 | 38706 | 38706 | 38519 | 38539 | 38529 | 38519 | 38519 | 38510 | 37365 | 37159 | 37194 | 37238 | 37272 | 37305 | 37348 | 37378 | 37408 | 37448 | 39335 | 39365 | 39406
Manitoba Domestic Load
|  |  | 2013 Base Load Forecast |  |  | 25239 | 25676 | 26013 | 26322 | 26606 | 27003 | 27398 | 27789 | 28197 | 28605 | 29013 | 29418 | 29822 | 30225 | 30625 | 31041 | 31453 | 31863 | 32265 | 32667 | 33069 | 33471 | 33873 | 34274 | 34676 | 35078 | 35480 | 35882 | 36283 | 36685 | 37087 | 37489 | 37890 | 38292 | 38694 | 39096
|  |  | Construction Power - Hydro |  |  | 22 | 22 | 40 | 50 | 70 | 90 | 75 | 45 | 30 | 50 | 55 | 80 | 100 | 94 | 42 | 21 | 28 | 8 | 8 | 4 | 0 | 0 | 0 | 0 | 0 | 0 | 0 | 0 | 0 | 0 | 0 | 0 | 0 | 0 | 0 | 0
|  |  | Less: 1.5x 2013 DSM Forecast |  |  | -162 | -306 | -432 | -544 | -650 | -752 | -822 | -882 | -941 | -1000 | -1044 | -1067 | -1092 | -1126 | -1159 | -1132 | -1105 | -1083 | -1068 | -1051 | -998 | -955 | -913 | -878 | -843 | -802 | -762 | -726 | -697 | -669 | -669 | -669 | -669 | -669 | -669 | -669
| 8 | Manitoba Net Load |  |  |  | 25099 | 25392 | 25621 | 25828 | 26026 | 26341 | 26651 | 26952 | 27286 | 27655 | 28024 | 28431 | 28830 | 29193 | 29508 | 29930 | 30376 | 30788 | 31205 | 31620 | 32071 | 32516 | 32960 | 33396 | 33833 | 34276 | 34718 | 35156 | 35586 | 36016 | 36418 | 36820 | 37221 | 37623 | 38025 | 38427
|  |  | Contracted Exports |  |  | 3156 | 3156 | 2115 | 2012 | 2012 | 2012 | 2012 | 3048 | 4191 | 4314 | 4314 | 4314 | 2031 | 1887 | 1472 | 1389 | 1389 | 1389 | 1389 | 1389 | 1389 | 1389 | 353 | 145 | 145 | 145 | 145 | 145 | 145 | 145 | 145 | 145 | 145 | 145 | 145 | 145
|  |  | Proposed Exports |  |  | 0 | 448 | 931 | 952 | 952 | 952 | 952 | 742 | 252 | 162 | 162 | 162 | 162 | 991 | 1572 | 1655 | 1655 | 1493 | 1493 | 1493 | 1493 | 1493 | 1493 | 249 | 0 | 0 | 0 | 0 | 0 | 0 | 0 | 0 | 0 | 0 | 0 | 0
|  |  | Less: Adverse Water |  |  | 0 | 0 | -309 | -370 | -370 | -370 | -370 | -370 | -489 | -513 | -513 | -513 | -85 | 0 | 0 | 0 | 0 | 0 | 0 | 0 | 0 | 0 | 0 | 0 | 0 | 0 | 0 | 0 | 0 | 0 | 0 | 0 | 0 | 0 | 0 | 0
| 9 | Total Net Exports |  |  |  | 3156 | 3604 | 2737 | 2594 | 2594 | 2594 | 2594 | 3420 | 3954 | 3963 | 3963 | 3963 | 2108 | 2878 | 3044 | 3044 | 3044 | 2882 | 2882 | 2882 | 2882 | 2882 | 1846 | 394 | 145 | 145 | 145 | 145 | 145 | 145 | 145 | 145 | 145 | 145 | 145 | 145
| 10 | Total Energy Demand |  |  | 8+9 | 28255 | 28996 | 28358 | 28422 | 28620 | 28935 | 29245 | 30372 | 31240 | 31618 | 31987 | 32394 | 30938 | 32071 | 32552 | 32974 | 33420 | 33670 | 34087 | 34502 | 34953 | 35398 | 34806 | 33790 | 33978 | 34421 | 34863 | 35301 | 35731 | 36161 | 36563 | 36965 | 37366 | 37768 | 38170 | 38572
| 11 | System Surplus |  |  | 7-10 | 1956 | 1246 | 2294 | 2278 | 2259 | 1936 | 1882 | 4040 | 3471 | 3085 | 2716 | 2299 | 3306 | 4272 | 6164 | 5732 | 5286 | 4849 | 4452 | 4027 | 3566 | 3121 | 3704 | 3575 | 3181 | 2773 | 2375 | 1971 | 1574 | 1187 | 815 | 443 | 82 | 1567 | 1195 | 834
| 12 |  | Less : | Brandon Unit 5 |  | -811 | -811 | -811 | -811 | -811 | -811 | -592 | 0 | 0 | 0 | 0 | 0 | 0 | 0 | 0 | 0 | 0 | 0 | 0 | 0 | 0 | 0 | 0 | 0 | 0 | 0 | 0 | 0 | 0 | 0 | 0 | 0 | 0 | 0 | 0 | 0
| 13 |  |  | Adverse Water |  | 0 | 0 | -309 | -370 | -370 | -370 | -370 | -370 | -489 | -513 | -513 | -513 | -85 | 0 | 0 | 0 | 0 | 0 | 0 | 0 | 0 | 0 | 0 | 0 | 0 | 0 | 0 | 0 | 0 | 0 | 0 | 0 | 0 | 0 | 0 | 0
|  | Exportable Surplus |  |  | 11+12+13 | 1145 | 435 | 1174 | 1097 | 1078 | 755 | 920 | 3670 | 2982 | 2572 | 2203 | 1786 | 3221 | 4272 | 6164 | 5732 | 5286 | 4849 | 4452 | 4027 | 3566 | 3121 | 3704 | 3575 | 3181 | 2773 | 2375 | 1971 | 1574 | 1187 | 815 | 443 | 82 | 1567 | 1195 | 834

## 2013 DSM 4x MW (PP)
Source: NFAT, Appendix 4.2
Date: August 16, 2013
System Firm Winter Peak Demand and Capacity Resources (MW) @ generation
NFAT 2013 Update
K19/C26/750MW (WPS Sale & Inv) – 4x DSM
| Fiscal Year |  |  |  |  | 2013/14 | 2014/15 | 2015/16 | 2016/17 | 2017/18 | 2018/19 | 2019/20 | 2020/21 | 2021/22 | 2022/23 | 2023/24 | 2024/25 | 2025/26 | 2026/27 | 2027/28 | 2028/29 | 2029/30 | 2030/31 | 2031/32 | 2032/33 | 2033/34 | 2034/35 | 2035/36 | 2036/37 | 2037/38 | 2038/39 | 2039/40 | 2040/41 | 2041/42 | 2042/43 | 2043/44 | 2044/45 | 2045/46 | 2046/47 | 2047/48 | 2048/49
Power Resources
New Power Resources
New Hydro
|  |  |  | Conawapa |  | 0 | 0 | 0 | 0 | 0 | 0 | 0 | 0 | 0 | 0 | 0 | 0 | 0 | 520 | 1040 | 1300 | 1300 | 1300 | 1300 | 1300 | 1300 | 1300 | 1300 | 1300 | 1300 | 1300 | 1300 | 1300 | 1300 | 1300 | 1300 | 1300 | 1300 | 1300 | 1300 | 1300
|  |  |  | Keeyask |  | 0 | 0 | 0 | 0 | 0 | 0 | 90 | 630 | 630 | 630 | 630 | 630 | 630 | 630 | 630 | 630 | 630 | 630 | 630 | 630 | 630 | 630 | 630 | 630 | 630 | 630 | 630 | 630 | 630 | 630 | 630 | 630 | 630 | 630 | 630 | 630
| 1 |  | Total New Hydro |  |  | 0 | 0 | 0 | 0 | 0 | 0 | 90 | 630 | 630 | 630 | 630 | 630 | 630 | 1150 | 1670 | 1930 | 1930 | 1930 | 1930 | 1930 | 1930 | 1930 | 1930 | 1930 | 1930 | 1930 | 1930 | 1930 | 1930 | 1930 | 1930 | 1930 | 1930 | 1930 | 1930 | 1930
New Thermal
|  |  |  | SCGT |  | 0 | 0 | 0 | 0 | 0 | 0 | 0 | 0 | 0 | 0 | 0 | 0 | 0 | 0 | 0 | 0 | 0 | 0 | 0 | 0 | 0 | 0 | 0 | 0 | 0 | 0 | 0 | 0 | 0 | 0 | 0 | 0 | 0 | 0 | 0 | 55
|  |  |  | CCGT |  | 0 | 0 | 0 | 0 | 0 | 0 | 0 | 0 | 0 | 0 | 0 | 0 | 0 | 0 | 0 | 0 | 0 | 0 | 0 | 0 | 0 | 0 | 0 | 0 | 0 | 0 | 0 | 0 | 0 | 0 | 0 | 0 | 0 | 0 | 0 | 0
| 2 |  | Total New Thermal |  |  | 0 | 0 | 0 | 0 | 0 | 0 | 0 | 0 | 0 | 0 | 0 | 0 | 0 | 0 | 0 | 0 | 0 | 0 | 0 | 0 | 0 | 0 | 0 | 0 | 0 | 0 | 0 | 0 | 0 | 0 | 0 | 0 | 0 | 0 | 0 | 55
New Imports
Contracted
Proposed
| 3 |  | Total New Imports |  |  | 2013/14: 0; 2014/15: 0; 2015/16: 0; 2016/17: 0; 2017/18: 0; 2018/19: 0; 2019/20: 0; 2020/21: 0; 2021/22: 0; 2022/23: 0; 2023/24: 0; 2024/25: 0; 2025/26: 0; 2026/27: 0; 2027/28: 0; 2028/29: 0; 2029/30: 0; 2030/31: 0; 2031/32: 0
| 4 | Total New Power Resources |  |  | 1+2+3 | 0 | 0 | 0 | 0 | 0 | 0 | 90 | 630 | 630 | 630 | 630 | 630 | 630 | 1150 | 1670 | 1930 | 1930 | 1930 | 1930 | 1930 | 1930 | 1930 | 1930 | 1930 | 1930 | 1930 | 1930 | 1930 | 1930 | 1930 | 1930 | 1930 | 1930 | 1930 | 1930 | 1985
Base Supply Power Resources
|  |  | Existing Hydro |  |  | 5124 | 5127 | 5164 | 5167 | 5194 | 5197 | 5200 | 5203 | 5206 | 5209 | 5209 | 5209 | 5209 | 5209 | 5209 | 5185 | 5185 | 5185 | 5185 | 5185 | 5185 | 5185 | 5185 | 5185 | 5185 | 5185 | 5185 | 5185 | 5185 | 5185 | 5185 | 5185 | 5185 | 5185 | 5185 | 5185
Existing Thermal
|  |  |  | Brandon Coal - Unit 5 |  | 105 | 105 | 105 | 105 | 105 | 105 | 0 | 0 | 0 | 0 | 0 | 0 | 0 | 0 | 0 | 0 | 0 | 0 | 0 | 0 | 0 | 0 | 0 | 0 | 0 | 0 | 0 | 0 | 0 | 0 | 0 | 0 | 0 | 0 | 0 | 0
|  |  |  | Selkirk Gas |  | 0 | 66 | 132 | 132 | 132 | 132 | 132 | 132 | 132 | 132 | 132 | 132 | 132 | 132 | 132 | 132 | 132 | 132 | 132 | 132 | 132 | 132 | 132 | 132 | 132 | 132 | 132 | 132 | 132 | 132 | 132 | 132 | 132 | 132 | 132 | 132
|  |  |  | Brandon Units 6-7 SCGT |  | 280 | 280 | 280 | 280 | 280 | 280 | 280 | 280 | 280 | 280 | 280 | 280 | 280 | 280 | 280 | 280 | 280 | 280 | 280 | 280 | 280 | 280 | 280 | 280 | 280 | 280 | 280 | 280 | 280 | 280 | 280 | 280 | 280 | 280 | 280 | 280
|  |  | Contracted Imports |  |  | 550 | 385 | 385 | 385 | 385 | 385 | 385 | 385 | 385 | 385 | 385 | 385 | 0 | 0 | 0 | 0 | 0 | 0 | 0 | 0 | 0 | 0 | 0 | 0 | 0 | 0 | 0 | 0 | 0 | 0 | 0 | 0 | 0 | 0 | 0 | 0
|  |  | Proposed Imports |  |  | 0 | 220 | 220 | 220 | 220 | 220 | 220 | 220 | 220 | 220 | 220 | 220 | 220 | 220 | 220 | 220 | 220 | 0 | 0 | 0 | 0 | 0 | 0 | 0 | 0 | 0 | 0 | 0 | 0 | 0 | 0 | 0 | 0 | 0 | 0 | 0
|  |  | Pointe du Bois Rebuild |  |  | 0 | 0 | 0 | 0 | 0 | 0 | 0 | 0 | 0 | 0 | 0 | 0 | 0 | 0 | 0 | 0 | 0 | 45 | 45 | 45 | 45 | 45 | 45 | 45 | 45 | 45 | 45 | 45 | 45 | 45 | 45 | 45 | 45 | 45 | 45 | 45
|  |  | Bipole III Reduced Losses |  |  | 0 | 0 | 0 | 0 | 86 | 86 | 86 | 75 | 75 | 75 | 75 | 75 | 75 | 75 | 14 | 14 | 14 | 14 | 14 | 14 | 14 | 14 | 14 | 14 | 14 | 14 | 14 | 14 | 14 | 14 | 14 | 14 | 14 | 14 | 14 | 14
| 5 | Total Base Supply Power Resources |  |  |  | 6059 | 6183 | 6286 | 6289 | 6402 | 6405 | 6303 | 6295 | 6298 | 6301 | 6301 | 6301 | 5916 | 5916 | 5855 | 5831 | 5831 | 5656 | 5656 | 5656 | 5656 | 5656 | 5656 | 5656 | 5656 | 5656 | 5656 | 5656 | 5656 | 5656 | 5656 | 5656 | 5656 | 5656 | 5656 | 5656
| 6 | Total Power Resources |  |  | 4+5 | 6059 | 6183 | 6286 | 6289 | 6402 | 6405 | 6393 | 6925 | 6928 | 6931 | 6931 | 6931 | 6546 | 7066 | 7525 | 7761 | 7761 | 7586 | 7586 | 7586 | 7586 | 7586 | 7586 | 7586 | 7586 | 7586 | 7586 | 7586 | 7586 | 7586 | 7586 | 7586 | 7586 | 7586 | 7586 | 7641
Peak Demand
|  |  | 2013 Base Load Forecast |  |  | 4601 | 4680 | 4742 | 4801 | 4857 | 4930 | 5002 | 5074 | 5147 | 5222 | 5296 | 5369 | 5443 | 5516 | 5588 | 5664 | 5739 | 5813 | 5886 | 5959 | 6032 | 6105 | 6178 | 6251 | 6324 | 6396 | 6469 | 6542 | 6615 | 6688 | 6761 | 6834 | 6907 | 6979 | 7052 | 7125
|  |  | Less: 4x 2013 DSM Forecast |  |  | -90 | -174 | -249 | -317 | -377 | -436 | -473 | -508 | -543 | -577 | -598 | -614 | -627 | -646 | -664 | -656 | -649 | -645 | -641 | -637 | -612 | -588 | -566 | -544 | -523 | -494 | -467 | -442 | -420 | -399 | -399 | -399 | -399 | -399 | -399 | -399
| 7 | Manitoba Net Load |  |  |  | 4511 | 4506 | 4493 | 4484 | 4480 | 4494 | 4529 | 4566 | 4604 | 4645 | 4698 | 4755 | 4816 | 4870 | 4924 | 5008 | 5090 | 5168 | 5245 | 5322 | 5420 | 5517 | 5612 | 5707 | 5801 | 5902 | 6002 | 6100 | 6195 | 6289 | 6362 | 6435 | 6508 | 6580 | 6653 | 6726
|  |  | Contracted Exports |  |  | 605 | 605 | 358 | 358 | 358 | 358 | 358 | 633 | 880 | 880 | 880 | 880 | 385 | 385 | 275 | 275 | 275 | 275 | 275 | 275 | 275 | 275 | 0 | 0 | 0 | 0 | 0 | 0 | 0 | 0 | 0 | 0 | 0 | 0 | 0 | 0
|  |  | Proposed Exports |  |  | 0 | 119 | 174 | 174 | 174 | 174 | 174 | 119 | 0 | 0 | 0 | 0 | 0 | 220 | 330 | 330 | 330 | 330 | 330 | 330 | 330 | 330 | 330 | 0 | 0 | 0 | 0 | 0 | 0 | 0 | 0 | 0 | 0 | 0 | 0 | 0
| 8 | Total Exports |  |  |  | 605 | 724 | 532 | 532 | 532 | 532 | 532 | 752 | 880 | 880 | 880 | 880 | 385 | 605 | 605 | 605 | 605 | 605 | 605 | 605 | 605 | 605 | 330 | 0 | 0 | 0 | 0 | 0 | 0 | 0 | 0 | 0 | 0 | 0 | 0 | 0
| 9 | Total Peak Demand |  |  | 7+8 | 5116 | 5230 | 5025 | 5016 | 5012 | 5026 | 5061 | 5318 | 5484 | 5525 | 5578 | 5635 | 5201 | 5475 | 5529 | 5613 | 5695 | 5773 | 5850 | 5927 | 6025 | 6122 | 5942 | 5707 | 5801 | 5902 | 6002 | 6100 | 6195 | 6289 | 6362 | 6435 | 6508 | 6580 | 6653 | 6726
| 10 |  | Reserves |  |  | 475 | 494 | 539 | 538 | 538 | 539 | 543 | 548 | 553 | 557 | 564 | 571 | 578 | 584 | 591 | 601 | 611 | 620 | 629 | 639 | 650 | 662 | 673 | 685 | 696 | 708 | 720 | 732 | 743 | 755 | 763 | 772 | 781 | 790 | 798 | 807
| 11 | System Surplus |  |  | 6-9-10 | 468 | 459 | 722 | 735 | 852 | 840 | 789 | 1059 | 891 | 849 | 789 | 725 | 767 | 1007 | 1405 | 1547 | 1455 | 1193 | 1107 | 1020 | 911 | 802 | 971 | 1194 | 1089 | 976 | 864 | 754 | 648 | 542 | 461 | 379 | 297 | 216 | 135 | 108
| 12 |  | Less: | Brandon Unit 5 |  | -105 | -105 | -105 | -105 | -105 | -105 | 0 | 0 | 0 | 0 | 0 | 0 | 0 | 0 | 0 | 0 | 0 | 0 | 0 | 0 | 0 | 0 | 0 | 0 | 0 | 0 | 0 | 0 | 0 | 0 | 0 | 0 | 0 | 0 | 0 | 0
| Exportable Surplus |  |  |  | 11+12 | 363 | 354 | 617 | 630 | 747 | 735 | 789 | 1059 | 891 | 849 | 789 | 725 | 767 | 1007 | 1405 | 1547 | 1455 | 1193 | 1107 | 1020 | 911 | 802 | 971 | 1194 | 1089 | 976 | 864 | 754 | 648 | 542 | 461 | 379 | 297 | 216 | 135 | 108

## 2013 DSM 4x GWh (PP)
Source: NFAT, Appendix 4.2
Date: August 16, 2013
System Firm Energy Demand and Dependable Resources (GWh) @ generation
NFAT 2013 Update
K19/C26/750MW (WPS Sale & Inv) – 4x DSM
| Fiscal Year |  |  |  |  | 2013/14 | 2014/15 | 2015/16 | 2016/17 | 2017/18 | 2018/19 | 2019/20 | 2020/21 | 2021/22 | 2022/23 | 2023/24 | 2024/25 | 2025/26 | 2026/27 | 2027/28 | 2028/29 | 2029/30 | 2030/31 | 2031/32 | 2032/33 | 2033/34 | 2034/35 | 2035/36 | 2036/37 | 2037/38 | 2038/39 | 2039/40 | 2040/41 | 2041/42 | 2042/43 | 2043/44 | 2044/45 | 2045/46 | 2046/47 | 2047/48 | 2048/49
Power Resources
New Power Resources
New Hydro
|  |  |  | Conawapa |  | 0 | 0 | 0 | 0 | 0 | 0 | 0 | 0 | 0 | 0 | 0 | 0 | 0 | 2198 | 4650 | 4650 | 4650 | 4650 | 4650 | 4650 | 4650 | 4650 | 4650 | 4650 | 4650 | 4650 | 4650 | 4650 | 4650 | 4650 | 4650 | 4650 | 4650 | 4650 | 4650 | 4650
|  |  |  | Keeyask |  | 0 | 0 | 0 | 0 | 0 | 0 | 493 | 2974 | 3003 | 3003 | 3003 | 3003 | 3003 | 3003 | 3003 | 3003 | 3003 | 3003 | 3003 | 3003 | 3003 | 3003 | 3003 | 3003 | 3003 | 3003 | 3003 | 3003 | 3003 | 3003 | 3003 | 3003 | 3003 | 3003 | 3003 | 3003
| 1 |  | Total New Hydro |  |  | 0 | 0 | 0 | 0 | 0 | 0 | 493 | 2974 | 3003 | 3003 | 3003 | 3003 | 3003 | 5201 | 7653 | 7653 | 7653 | 7653 | 7653 | 7653 | 7653 | 7653 | 7653 | 7653 | 7653 | 7653 | 7653 | 7653 | 7653 | 7653 | 7653 | 7653 | 7653 | 7653 | 7653 | 7653
New Thermal
|  |  |  | SCGT |  | 0 | 0 | 0 | 0 | 0 | 0 | 0 | 0 | 0 | 0 | 0 | 0 | 0 | 0 | 0 | 0 | 0 | 0 | 0 | 0 | 0 | 0 | 0 | 0 | 0 | 0 | 0 | 0 | 0 | 0 | 0 | 0 | 0 | 0 | 0 | 426
|  |  |  | CCGT |  | 0 | 0 | 0 | 0 | 0 | 0 | 0 | 0 | 0 | 0 | 0 | 0 | 0 | 0 | 0 | 0 | 0 | 0 | 0 | 0 | 0 | 0 | 0 | 0 | 0 | 0 | 0 | 0 | 0 | 0 | 0 | 0 | 0 | 0 | 0 | 0
| 2 |  | Total New Thermal |  |  | 0 | 0 | 0 | 0 | 0 | 0 | 0 | 0 | 0 | 0 | 0 | 0 | 0 | 0 | 0 | 0 | 0 | 0 | 0 | 0 | 0 | 0 | 0 | 0 | 0 | 0 | 0 | 0 | 0 | 0 | 0 | 0 | 0 | 0 | 0 | 426
New Imports
|  |  |  | Contracted |  | 0 | 0 | 0 | 0 | 0 | 0 | 0 | 928 | 1113 | 1113 | 1113 | 1113 | 1113 | 1113 | 1113 | 1113 | 1113 | 1113 | 1113 | 1113 | 1113 | 1113 | 186 | 0 | 0 | 0 | 0 | 0 | 0 | 0 | 0 | 0 | 0 | 0 | 0 | 0
|  |  |  | Proposed |  | 0 | 0 | 0 | 0 | 0 | 0 | 0 | 0 | 0 | 0 | 0 | 0 | 0 | 742 | 1262 | 1336 | 1336 | 1336 | 1336 | 1336 | 1336 | 1336 | 1336 | 223 | 0 | 0 | 0 | 0 | 0 | 0 | 0 | 0 | 0 | 0 | 0 | 0
| 3 |  | Total New Imports |  |  | 0 | 0 | 0 | 0 | 0 | 0 | 0 | 928 | 1113 | 1113 | 1113 | 1113 | 1113 | 1855 | 2375 | 2449 | 2449 | 2449 | 2449 | 2449 | 2449 | 2449 | 1522 | 223 | 0 | 0 | 0 | 0 | 0 | 0 | 0 | 0 | 0 | 0 | 0 | 0
| 4 |  | New Wind |  |  | 0 | 0 | 0 | 0 | 0 | 0 | 0 | 0 | 0 | 0 | 0 | 0 | 0 | 0 | 0 | 0 | 0 | 0 | 0 | 0 | 0 | 0 | 0 | 0 | 0 | 0 | 0 | 0 | 0 | 0 | 0 | 0 | 0 | 0 | 0 | 0
| 5 | Total New Power Resources |  |  | 1+2+3+4 | 0 | 0 | 0 | 0 | 0 | 0 | 493 | 3902 | 4116 | 4116 | 4116 | 4116 | 4116 | 7056 | 10028 | 10102 | 10102 | 10102 | 10102 | 10102 | 10102 | 10102 | 9175 | 7876 | 7653 | 7653 | 7653 | 7653 | 7653 | 7653 | 7653 | 7653 | 7653 | 7653 | 7653 | 8079
Base Supply Power Resources
|  |  | Existing Hydro |  |  | 21914 | 21912 | 21911 | 21899 | 21888 | 21880 | 21862 | 21854 | 21846 | 21838 | 21838 | 21828 | 21818 | 21818 | 21808 | 21798 | 21798 | 21788 | 21788 | 21778 | 21768 | 21768 | 21758 | 21748 | 21748 | 21738 | 21738 | 21728 | 21718 | 21718 | 21708 | 21698 | 21698 | 21688 | 21678 | 21678
Existing Thermal
|  |  |  | Brandon Coal - Unit 5 |  | 811 | 811 | 811 | 811 | 811 | 811 | 592 | 0 | 0 | 0 | 0 | 0 | 0 | 0 | 0 | 0 | 0 | 0 | 0 | 0 | 0 | 0 | 0 | 0 | 0 | 0 | 0 | 0 | 0 | 0 | 0 | 0 | 0 | 0 | 0 | 0
|  |  |  | Selkirk Gas |  | 953 | 953 | 953 | 953 | 953 | 953 | 953 | 953 | 953 | 953 | 953 | 953 | 953 | 953 | 953 | 953 | 953 | 953 | 953 | 953 | 953 | 953 | 953 | 953 | 953 | 953 | 953 | 953 | 953 | 953 | 953 | 953 | 953 | 953 | 953 | 953
|  |  |  | Brandon Units 6-7 SCGT |  | 2354 | 2354 | 2354 | 2354 | 2354 | 2354 | 2354 | 2354 | 2354 | 2354 | 2354 | 2354 | 2354 | 2354 | 2354 | 2354 | 2354 | 2354 | 2354 | 2354 | 2354 | 2354 | 2354 | 2354 | 2354 | 2354 | 2354 | 2354 | 2354 | 2354 | 2354 | 2354 | 2354 | 2354 | 2354 | 2354
|  |  | Contracted Imports |  |  | 2705 | 1949 | 1549 | 1639 | 1639 | 1639 | 1639 | 1639 | 1639 | 1639 | 1639 | 1639 | 271 | 0 | 0 | 0 | 0 | 0 | 0 | 0 | 0 | 0 | 0 | 0 | 0 | 0 | 0 | 0 | 0 | 0 | 0 | 0 | 0 | 0 | 0 | 0
|  |  | Proposed Imports |  |  | 0 | 781 | 936 | 936 | 936 | 936 | 936 | 936 | 936 | 936 | 936 | 936 | 936 | 936 | 936 | 936 | 936 | 155 | 0 | 0 | 0 | 0 | 0 | 0 | 0 | 0 | 0 | 0 | 0 | 0 | 0 | 0 | 0 | 0 | 0 | 0
|  |  | Hydro Adjustment |  |  | 340 | 373 | 784 | 844 | 844 | 844 | 844 | 844 | 844 | 844 | 844 | 844 | 406 | 307 | 307 | 307 | 307 | 70 | 0 | 0 | 0 | 0 | 0 | 0 | 0 | 0 | 0 | 0 | 0 | 0 | 0 | 0 | 0 | 0 | 0 | 0
|  |  | Market Purchases |  |  | 363 | 338 | 583 | 493 | 493 | 493 | 493 | 957 | 1050 | 1050 | 1050 | 1050 | 2357 | 1946 | 1426 | 1352 | 1352 | 2133 | 2288 | 2288 | 2288 | 2288 | 3216 | 3234 | 3257 | 3308 | 3359 | 3409 | 3456 | 3504 | 3544 | 3584 | 3625 | 3665 | 3705 | 3745
|  |  | Existing Wind |  |  | 771 | 771 | 771 | 771 | 771 | 771 | 771 | 771 | 771 | 771 | 771 | 771 | 771 | 771 | 771 | 771 | 771 | 771 | 771 | 771 | 771 | 771 | 771 | 771 | 771 | 771 | 771 | 771 | 771 | 771 | 771 | 771 | 771 | 771 | 771 | 771
|  |  | Pointe du Bois Rebuild |  |  | 0 | 0 | 0 | 0 | 0 | 0 | 0 | 0 | 0 | 0 | 0 | 0 | 0 | 0 | 0 | 0 | 0 | 60 | 150 | 150 | 150 | 150 | 150 | 150 | 150 | 150 | 150 | 150 | 150 | 150 | 150 | 150 | 150 | 150 | 150 | 150
|  |  | Bipole III Reduced Losses |  |  | 0 | 0 | 0 | 0 | 190 | 190 | 190 | 202 | 202 | 202 | 202 | 202 | 202 | 202 | 133 | 133 | 133 | 133 | 133 | 133 | 133 | 133 | 133 | 133 | 133 | 133 | 133 | 133 | 133 | 133 | 133 | 133 | 133 | 133 | 133 | 133
| 6 | Total Base Supply Power Resources |  |  |  | 30211 | 30242 | 30652 | 30700 | 30879 | 30871 | 30634 | 30510 | 30595 | 30587 | 30587 | 30577 | 30068 | 29287 | 28688 | 28604 | 28604 | 28417 | 28437 | 28427 | 28417 | 28417 | 29335 | 29343 | 29366 | 29407 | 29458 | 29498 | 29535 | 29583 | 29613 | 29643 | 29684 | 29714 | 29744 | 29784
| 7 | Total Power Resources |  |  | 5+6 | 30211 | 30242 | 30652 | 30700 | 30879 | 30871 | 31127 | 34412 | 34711 | 34703 | 34703 | 34693 | 34184 | 36343 | 38716 | 38706 | 38706 | 38519 | 38539 | 38529 | 38519 | 38519 | 38510 | 37219 | 37019 | 37060 | 37111 | 37151 | 37188 | 37236 | 37266 | 37296 | 37337 | 37367 | 37397 | 37863
Manitoba Domestic Load
|  |  | 2013 Base Load Forecast |  |  | 25239 | 25676 | 26013 | 26322 | 26606 | 27003 | 27398 | 27789 | 28197 | 28605 | 29013 | 29418 | 29822 | 30225 | 30625 | 31041 | 31453 | 31863 | 32265 | 32667 | 33069 | 33471 | 33873 | 34274 | 34676 | 35078 | 35480 | 35882 | 36283 | 36685 | 37087 | 37489 | 37890 | 38292 | 38694 | 39096
|  |  | Construction Power - Hydro |  |  | 22 | 22 | 40 | 50 | 70 | 90 | 75 | 45 | 30 | 50 | 55 | 80 | 100 | 94 | 42 | 21 | 28 | 8 | 8 | 4 | 0 | 0 | 0 | 0 | 0 | 0 | 0 | 0 | 0 | 0 | 0 | 0 | 0 | 0 | 0 | 0
|  |  | Less: 4x 2013 DSM Forecast |  |  | -433 | -815 | -1152 | -1450 | -1733 | -2005 | -2192 | -2351 | -2510 | -2667 | -2784 | -2846 | -2911 | -3003 | -3090 | -3018 | -2946 | -2889 | -2847 | -2803 | -2661 | -2546 | -2434 | -2341 | -2249 | -2138 | -2031 | -1936 | -1859 | -1785 | -1785 | -1785 | -1785 | -1785 | -1785 | -1785
| 8 | Manitoba Net Load |  |  |  | 24828 | 24883 | 24901 | 24922 | 24943 | 25088 | 25281 | 25483 | 25717 | 25988 | 26284 | 26652 | 27011 | 27316 | 27577 | 28044 | 28535 | 28982 | 29426 | 29868 | 30408 | 30925 | 31439 | 31933 | 32427 | 32940 | 33449 | 33946 | 34424 | 34900 | 35302 | 35704 | 36105 | 36507 | 36909 | 37311
|  |  | Contracted Exports |  |  | 3156 | 3156 | 2115 | 2012 | 2012 | 2012 | 2012 | 3048 | 4191 | 4314 | 4314 | 4314 | 2031 | 1887 | 1472 | 1389 | 1389 | 1389 | 1389 | 1389 | 1389 | 1389 | 353 | 145 | 145 | 145 | 145 | 145 | 145 | 145 | 145 | 145 | 145 | 145 | 145 | 145
|  |  | Proposed Exports |  |  | 0 | 448 | 931 | 952 | 952 | 952 | 952 | 742 | 252 | 162 | 162 | 162 | 162 | 991 | 1572 | 1655 | 1655 | 1493 | 1493 | 1493 | 1493 | 1493 | 1493 | 249 | 0 | 0 | 0 | 0 | 0 | 0 | 0 | 0 | 0 | 0 | 0 | 0
|  |  | Less: Adverse Water |  |  | 0 | 0 | -309 | -370 | -370 | -370 | -370 | -370 | -489 | -513 | -513 | -513 | -85 | 0 | 0 | 0 | 0 | 0 | 0 | 0 | 0 | 0 | 0 | 0 | 0 | 0 | 0 | 0 | 0 | 0 | 0 | 0 | 0 | 0 | 0 | 0
| 9 | Total Net Exports |  |  |  | 3156 | 3604 | 2737 | 2594 | 2594 | 2594 | 2594 | 3420 | 3954 | 3963 | 3963 | 3963 | 2108 | 2878 | 3044 | 3044 | 3044 | 2882 | 2882 | 2882 | 2882 | 2882 | 1846 | 394 | 145 | 145 | 145 | 145 | 145 | 145 | 145 | 145 | 145 | 145 | 145 | 145
| 10 | Total Energy Demand |  |  | 8+9 | 27984 | 28487 | 27638 | 27516 | 27537 | 27682 | 27875 | 28903 | 29671 | 29951 | 30247 | 30615 | 29119 | 30194 | 30621 | 31088 | 31579 | 31864 | 32308 | 32750 | 33290 | 33807 | 33285 | 32327 | 32572 | 33085 | 33594 | 34091 | 34569 | 35045 | 35447 | 35849 | 36250 | 36652 | 37054 | 37456
| 11 | System Surplus |  |  | 7-10 | 2227 | 1755 | 3014 | 3184 | 3342 | 3189 | 3252 | 5509 | 5040 | 4752 | 4456 | 4078 | 5065 | 6149 | 8095 | 7618 | 7127 | 6655 | 6231 | 5779 | 5229 | 4712 | 5225 | 4892 | 4447 | 3975 | 3517 | 3060 | 2619 | 2191 | 1819 | 1447 | 1087 | 715 | 343 | 407
| 12 |  | Less : | Brandon Unit 5 |  | -811 | -811 | -811 | -811 | -811 | -811 | -592 | 0 | 0 | 0 | 0 | 0 | 0 | 0 | 0 | 0 | 0 | 0 | 0 | 0 | 0 | 0 | 0 | 0 | 0 | 0 | 0 | 0 | 0 | 0 | 0 | 0 | 0 | 0 | 0 | 0
| 13 |  |  | Adverse Water |  | 0 | 0 | -309 | -370 | -370 | -370 | -370 | -370 | -489 | -513 | -513 | -513 | -85 | 0 | 0 | 0 | 0 | 0 | 0 | 0 | 0 | 0 | 0 | 0 | 0 | 0 | 0 | 0 | 0 | 0 | 0 | 0 | 0 | 0 | 0 | 0
|  | Exportable Surplus |  |  | 11+12+13 | 1416 | 944 | 1894 | 2003 | 2161 | 2008 | 2290 | 5139 | 4551 | 4239 | 3943 | 3565 | 4980 | 6149 | 8095 | 7618 | 7127 | 6655 | 6231 | 5779 | 5229 | 4712 | 5225 | 4892 | 4447 | 3975 | 3517 | 3060 | 2619 | 2191 | 1819 | 1447 | 1087 | 715 | 343 | 407

## 2012 Energy
Source: NFAT, Appendix 4.2
Date: August 16, 2013
System Firm Energy Demand and Dependable Resources (GWh) @ generation
NFAT 2012 Reference
No New Resources
| Fiscal Year |  |  |  |  | 2012/13 | 2013/14 | 2014/15 | 2015/16 | 2016/17 | 2017/18 | 2018/19 | 2019/20 | 2020/21 | 2021/22 | 2022/23 | 2023/24 | 2024/25 | 2025/26 | 2026/27 | 2027/28 | 2028/29 | 2029/30 | 2030/31 | 2031/32 | 2032/33 | 2033/34 | 2034/35 | 2035/36 | 2036/37 | 2037/38 | 2038/39 | 2039/40 | 2040/41 | 2041/42 | 2042/43 | 2043/44 | 2044/45 | 2045/46 | 2046/47 | 2047/48
Power Resources
New Power Resources
New Hydro
|  |  |  | Conawapa |  | 0 | 0 | 0 | 0 | 0 | 0 | 0 | 0 | 0 | 0 | 0 | 0 | 0 | 0 | 0 | 0 | 0 | 0 | 0 | 0 | 0 | 0 | 0 | 0 | 0 | 0 | 0 | 0 | 0 | 0 | 0 | 0 | 0 | 0 | 0 | 0
|  |  |  | Keeyask |  | 0 | 0 | 0 | 0 | 0 | 0 | 0 | 0 | 0 | 0 | 0 | 0 | 0 | 0 | 0 | 0 | 0 | 0 | 0 | 0 | 0 | 0 | 0 | 0 | 0 | 0 | 0 | 0 | 0 | 0 | 0 | 0 | 0 | 0 | 0 | 0
| 1 |  | Total New Hydro |  |  | 0 | 0 | 0 | 0 | 0 | 0 | 0 | 0 | 0 | 0 | 0 | 0 | 0 | 0 | 0 | 0 | 0 | 0 | 0 | 0 | 0 | 0 | 0 | 0 | 0 | 0 | 0 | 0 | 0 | 0 | 0 | 0 | 0 | 0 | 0 | 0
New Thermal
|  |  |  | SCGT |  | 0 | 0 | 0 | 0 | 0 | 0 | 0 | 0 | 0 | 0 | 0 | 0 | 0 | 0 | 0 | 0 | 0 | 0 | 0 | 0 | 0 | 0 | 0 | 0 | 0 | 0 | 0 | 0 | 0 | 0 | 0 | 0 | 0 | 0 | 0 | 0
|  |  |  | CCGT |  | 0 | 0 | 0 | 0 | 0 | 0 | 0 | 0 | 0 | 0 | 0 | 0 | 0 | 0 | 0 | 0 | 0 | 0 | 0 | 0 | 0 | 0 | 0 | 0 | 0 | 0 | 0 | 0 | 0 | 0 | 0 | 0 | 0 | 0 | 0 | 0
| 2 |  | Total New Thermal |  |  | 0 | 0 | 0 | 0 | 0 | 0 | 0 | 0 | 0 | 0 | 0 | 0 | 0 | 0 | 0 | 0 | 0 | 0 | 0 | 0 | 0 | 0 | 0 | 0 | 0 | 0 | 0 | 0 | 0 | 0 | 0 | 0 | 0 | 0 | 0 | 0
New Imports
|  |  |  | Contracted |  | 0 | 0 | 0 | 0 | 0 | 0 | 0 | 0 | 0 | 0 | 0 | 0 | 0 | 0 | 0 | 0 | 0 | 0 | 0 | 0 | 0 | 0 | 0 | 0 | 0 | 0 | 0 | 0 | 0 | 0 | 0 | 0 | 0 | 0 | 0 | 0
|  |  |  | Proposed |  | 0 | 0 | 0 | 0 | 0 | 0 | 0 | 0 | 0 | 0 | 0 | 0 | 0 | 0 | 0 | 0 | 0 | 0 | 0 | 0 | 0 | 0 | 0 | 0 | 0 | 0 | 0 | 0 | 0 | 0 | 0 | 0 | 0 | 0 | 0 | 0
| 3 |  | Total New Imports |  |  | 0 | 0 | 0 | 0 | 0 | 0 | 0 | 0 | 0 | 0 | 0 | 0 | 0 | 0 | 0 | 0 | 0 | 0 | 0 | 0 | 0 | 0 | 0 | 0 | 0 | 0 | 0 | 0 | 0 | 0 | 0 | 0 | 0 | 0 | 0 | 0
| 4 |  | New Wind |  |  | 0 | 0 | 0 | 0 | 0 | 0 | 0 | 0 | 0 | 0 | 0 | 0 | 0 | 0 | 0 | 0 | 0 | 0 | 0 | 0 | 0 | 0 | 0 | 0 | 0 | 0 | 0 | 0 | 0 | 0 | 0 | 0 | 0 | 0 | 0 | 0
| 5 | Total New Power Resources |  |  | 1+2+3+4 | 0 | 0 | 0 | 0 | 0 | 0 | 0 | 0 | 0 | 0 | 0 | 0 | 0 | 0 | 0 | 0 | 0 | 0 | 0 | 0 | 0 | 0 | 0 | 0 | 0 | 0 | 0 | 0 | 0 | 0 | 0 | 0 | 0 | 0 | 0 | 0
Base Supply Power Resources
|  |  | Existing Hydro |  |  | 21697 | 21950 | 21940 | 21930 | 21910 | 21890 | 21880 | 21860 | 21850 | 21840 | 21830 | 21830 | 21820 | 21810 | 21810 | 21800 | 21790 | 21790 | 21780 | 21780 | 21770 | 21760 | 21760 | 21750 | 21740 | 21740 | 21730 | 21730 | 21720 | 21710 | 21710 | 21700 | 21690 | 21690 | 21680 | 21670
Existing Thermal
|  |  |  | Brandon Coal - Unit 5 |  | 811 | 811 | 811 | 811 | 811 | 811 | 811 | 592 | 0 | 0 | 0 | 0 | 0 | 0 | 0 | 0 | 0 | 0 | 0 | 0 | 0 | 0 | 0 | 0 | 0 | 0 | 0 | 0 | 0 | 0 | 0 | 0 | 0 | 0 | 0 | 0
|  |  |  | Selkirk Gas |  | 953 | 953 | 953 | 953 | 953 | 953 | 953 | 953 | 953 | 953 | 953 | 953 | 953 | 953 | 953 | 953 | 953 | 953 | 953 | 953 | 953 | 953 | 953 | 953 | 953 | 953 | 953 | 953 | 953 | 953 | 953 | 953 | 953 | 953 | 953 | 953
|  |  |  | Brandon Units 6-7 SCGT |  | 2354 | 2354 | 2354 | 2354 | 2354 | 2354 | 2354 | 2354 | 2354 | 2354 | 2354 | 2354 | 2354 | 2354 | 2354 | 2354 | 2354 | 2354 | 2354 | 2354 | 2354 | 2354 | 2354 | 2354 | 2354 | 2354 | 2354 | 2354 | 2354 | 2354 | 2354 | 2354 | 2354 | 2354 | 2354 | 2354
|  |  | Contracted Imports |  |  | 2705 | 2705 | 1949 | 1549 | 1639 | 1639 | 1639 | 1639 | 1639 | 1639 | 1639 | 1639 | 1639 | 271 | 0 | 0 | 0 | 0 | 0 | 0 | 0 | 0 | 0 | 0 | 0 | 0 | 0 | 0 | 0 | 0 | 0 | 0 | 0 | 0 | 0 | 0
|  |  | Proposed Imports |  |  | 0 | 0 | 781 | 936 | 936 | 936 | 936 | 936 | 936 | 936 | 936 | 936 | 936 | 155 | 0 | 0 | 0 | 0 | 0 | 0 | 0 | 0 | 0 | 0 | 0 | 0 | 0 | 0 | 0 | 0 | 0 | 0 | 0 | 0 | 0 | 0
|  |  | Hydro Adjustment |  |  | 340 | 340 | 373 | 784 | 844 | 844 | 844 | 844 | 844 | 844 | 844 | 844 | 844 | 139 | 0 | 0 | 0 | 0 | 0 | 0 | 0 | 0 | 0 | 0 | 0 | 0 | 0 | 0 | 0 | 0 | 0 | 0 | 0 | 0 | 0 | 0
|  |  | Market Purchases |  |  | 363 | 363 | 338 | 583 | 493 | 493 | 493 | 493 | 493 | 493 | 493 | 493 | 493 | 2617 | 3043 | 3068 | 3068 | 3068 | 3068 | 3068 | 3068 | 3068 | 3068 | 3068 | 3068 | 3068 | 3068 | 3068 | 3068 | 3068 | 3068 | 3068 | 3068 | 3068 | 3068 | 3068
|  |  | Existing Wind |  |  | 766 | 777 | 777 | 777 | 777 | 777 | 777 | 777 | 777 | 777 | 777 | 777 | 777 | 777 | 777 | 777 | 777 | 777 | 777 | 777 | 777 | 777 | 777 | 777 | 777 | 777 | 777 | 777 | 777 | 777 | 777 | 777 | 777 | 777 | 777 | 777
|  |  | Pointe du Bois Rebuild |  |  | 0 | 0 | 0 | 0 | 0 | 0 | 0 | 0 | 0 | 0 | 0 | 0 | 0 | 0 | 0 | 0 | 0 | 0 | 60 | 150 | 150 | 150 | 150 | 150 | 150 | 150 | 150 | 150 | 150 | 150 | 150 | 150 | 150 | 150 | 150 | 150
|  |  | Bipole III Reduced Losses |  |  | 0 | 0 | 0 | 0 | 0 | 239 | 239 | 239 | 239 | 239 | 239 | 239 | 239 | 239 | 239 | 239 | 239 | 239 | 239 | 239 | 239 | 239 | 239 | 239 | 239 | 239 | 239 | 239 | 239 | 239 | 239 | 239 | 239 | 239 | 239 | 239
| 6 | Total Base Supply Power Resources |  |  |  | 29989 | 30253 | 30276 | 30677 | 30717 | 30936 | 30926 | 30687 | 30085 | 30075 | 30065 | 30065 | 30055 | 29315 | 29176 | 29191 | 29181 | 29181 | 29231 | 29321 | 29311 | 29301 | 29301 | 29291 | 29281 | 29281 | 29271 | 29271 | 29261 | 29251 | 29251 | 29241 | 29231 | 29231 | 29221 | 29211
| 7 | Total Power Resources |  |  | 5+6 | 29989 | 30253 | 30276 | 30677 | 30717 | 30936 | 30926 | 30687 | 30085 | 30075 | 30065 | 30065 | 30055 | 29315 | 29176 | 29191 | 29181 | 29181 | 29231 | 29321 | 29311 | 29301 | 29301 | 29291 | 29281 | 29281 | 29271 | 29271 | 29261 | 29251 | 29251 | 29241 | 29231 | 29231 | 29221 | 29211
Manitoba Domestic Load
|  |  | 2012 Base Load Forecast |  |  | 24961 | 25734 | 26071 | 26393 | 26677 | 27128 | 27616 | 27919 | 28400 | 28859 | 29322 | 29779 | 30239 | 30691 | 31138 | 31594 | 32053 | 32511 | 32967 | 33425 | 33882 | 34340 | 34798 | 35255 | 35713 | 36170 | 36628 | 37085 | 37543 | 38001 | 38458 | 38916 | 39373 | 39831 | 40288 | 40746
|  |  | Construction Power - Hydro |  |  | 0 | 0 | 0 | 0 | 0 | 0 | 0 | 0 | 0 | 0 | 0 | 0 | 0 | 10 | 20 | 30 | 30 | 35 | 30 | 10 | 0 | 0 | 0 | 0 | 0 | 0 | 0 | 0 | 0 | 0 | 0 | 0 | 0 | 0 | 0 | 0
|  |  | Less: 2012 Base DSM Forecast |  |  | -62 | -173 | -271 | -356 | -436 | -509 | -583 | -643 | -693 | -740 | -782 | -805 | -820 | -841 | -865 | -866 | -850 | -832 | -816 | -803 | -779 | -743 | -711 | -682 | -657 | -628 | -598 | -568 | -540 | -516 | -487 | -459 | -431 | -404 | -377 | -349
| 8 | Manitoba Net Load |  |  |  | 24899 | 25561 | 25800 | 26037 | 26241 | 26619 | 27033 | 27276 | 27707 | 28119 | 28540 | 28974 | 29419 | 29860 | 30293 | 30758 | 31233 | 31714 | 32181 | 32632 | 33103 | 33597 | 34087 | 34573 | 35056 | 35542 | 36030 | 36517 | 37003 | 37485 | 37971 | 38457 | 38942 | 39427 | 39911 | 40397
|  |  | Contracted Exports |  |  | 3293 | 3156 | 3156 | 2115 | 2012 | 2012 | 2012 | 2012 | 2012 | 2012 | 2012 | 2012 | 2012 | 249 | 145 | 145 | 145 | 145 | 145 | 145 | 145 | 145 | 145 | 145 | 145 | 145 | 145 | 145 | 145 | 145 | 145 | 145 | 145 | 145 | 145 | 145
|  |  | Proposed Exports |  |  | 0 | 0 | 0 | 162 | 162 | 162 | 162 | 162 | 162 | 162 | 162 | 162 | 162 | 0 | 0 | 0 | 0 | 0 | 0 | 0 | 0 | 0 | 0 | 0 | 0 | 0 | 0 | 0 | 0 | 0 | 0 | 0 | 0 | 0 | 0 | 0
|  |  | Less: Adverse Water |  |  | -91 | 0 | 0 | -309 | -370 | -370 | -370 | -370 | -370 | -370 | -370 | -370 | -370 | -61 | 0 | 0 | 0 | 0 | 0 | 0 | 0 | 0 | 0 | 0 | 0 | 0 | 0 | 0 | 0 | 0 | 0 | 0 | 0 | 0 | 0 | 0
| 9 | Total Net Exports |  |  |  | 3202 | 3156 | 3156 | 1968 | 1804 | 1804 | 1804 | 1804 | 1804 | 1804 | 1804 | 1804 | 1804 | 188 | 145 | 145 | 145 | 145 | 145 | 145 | 145 | 145 | 145 | 145 | 145 | 145 | 145 | 145 | 145 | 145 | 145 | 145 | 145 | 145 | 145 | 145
| 10 | Total Energy Demand |  |  | 8+9 | 28101 | 28717 | 28956 | 28005 | 28045 | 28423 | 28837 | 29080 | 29511 | 29923 | 30344 | 30778 | 31223 | 30048 | 30438 | 30903 | 31378 | 31859 | 32326 | 32777 | 33248 | 33742 | 34232 | 34718 | 35201 | 35687 | 36175 | 36662 | 37148 | 37630 | 38116 | 38602 | 39087 | 39572 | 40056 | 40542
| 11 | System Surplus/(Deficit) |  |  | 7-10 | 1888 | 1536 | 1320 | 2672 | 2672 | 2513 | 2089 | 1607 | 574 | 152 | -279 | -713 | -1168 | -733 | -1262 | -1712 | -2197 | -2678 | -3095 | -3456 | -3937 | -4441 | -4931 | -5427 | -5920 | -6406 | -6904 | -7391 | -7887 | -8379 | -8865 | -9361 | -9856 | -10341 | -10835 | -11331
| 12 |  | Less : | Brandon Unit 5 |  | -811 | -811 | -811 | -811 | -811 | -811 | -811 | -592 | 0 | 0 | 0 | 0 | 0 | 0 | 0 | 0 | 0 | 0 | 0 | 0 | 0 | 0 | 0 | 0 | 0 | 0 | 0 | 0 | 0 | 0 | 0 | 0 | 0 | 0 | 0 | 0
| 13 |  |  | Adverse Water |  | -91 | 0 | 0 | -309 | -370 | -370 | -370 | -370 | -370 | -370 | -370 | -370 | -370 | -61 | 0 | 0 | 0 | 0 | 0 | 0 | 0 | 0 | 0 | 0 | 0 | 0 | 0 | 0 | 0 | 0 | 0 | 0 | 0 | 0 | 0 | 0
|  | Exportable Surplus |  |  | 11+12+13 | 986 | 725 | 509 | 1552 | 1491 | 1332 | 908 | 645 | 204 | 0 | 0 | 0 | 0 | 0 | 0 | 0 | 0 | 0 | 0 | 0 | 0 | 0 | 0 | 0 | 0 | 0 | 0 | 0 | 0 | 0 | 0 | 0 | 0 | 0 | 0 | 0

## 2012 Energy - 90th
Source: NFAT, Appendix 4.2
Date: August 16, 2013
System Firm Energy Demand and Dependable Resources (GWh) @ generation
NFAT 2012 Reference
No New Resources – 90th Percentile Load
| Fiscal Year |  |  |  |  | 2012/13 | 2013/14 | 2014/15 | 2015/16 | 2016/17 | 2017/18 | 2018/19 | 2019/20 | 2020/21 | 2021/22 | 2022/23 | 2023/24 | 2024/25 | 2025/26 | 2026/27 | 2027/28 | 2028/29 | 2029/30 | 2030/31 | 2031/32 | 2032/33 | 2033/34 | 2034/35 | 2035/36 | 2036/37 | 2037/38 | 2038/39 | 2039/40 | 2040/41 | 2041/42 | 2042/43 | 2043/44 | 2044/45 | 2045/46 | 2046/47 | 2047/48
Power Resources
New Power Resources
New Hydro
|  |  |  | Conawapa |  | 0 | 0 | 0 | 0 | 0 | 0 | 0 | 0 | 0 | 0 | 0 | 0 | 0 | 0 | 0 | 0 | 0 | 0 | 0 | 0 | 0 | 0 | 0 | 0 | 0 | 0 | 0 | 0 | 0 | 0 | 0 | 0 | 0 | 0 | 0 | 0
|  |  |  | Keeyask |  | 0 | 0 | 0 | 0 | 0 | 0 | 0 | 0 | 0 | 0 | 0 | 0 | 0 | 0 | 0 | 0 | 0 | 0 | 0 | 0 | 0 | 0 | 0 | 0 | 0 | 0 | 0 | 0 | 0 | 0 | 0 | 0 | 0 | 0 | 0 | 0
| 1 |  | Total New Hydro |  |  | 0 | 0 | 0 | 0 | 0 | 0 | 0 | 0 | 0 | 0 | 0 | 0 | 0 | 0 | 0 | 0 | 0 | 0 | 0 | 0 | 0 | 0 | 0 | 0 | 0 | 0 | 0 | 0 | 0 | 0 | 0 | 0 | 0 | 0 | 0 | 0
New Thermal
|  |  |  | SCGT |  | 0 | 0 | 0 | 0 | 0 | 0 | 0 | 0 | 0 | 0 | 0 | 0 | 0 | 0 | 0 | 0 | 0 | 0 | 0 | 0 | 0 | 0 | 0 | 0 | 0 | 0 | 0 | 0 | 0 | 0 | 0 | 0 | 0 | 0 | 0 | 0
|  |  |  | CCGT |  | 0 | 0 | 0 | 0 | 0 | 0 | 0 | 0 | 0 | 0 | 0 | 0 | 0 | 0 | 0 | 0 | 0 | 0 | 0 | 0 | 0 | 0 | 0 | 0 | 0 | 0 | 0 | 0 | 0 | 0 | 0 | 0 | 0 | 0 | 0 | 0
| 2 |  | Total New Thermal |  |  | 0 | 0 | 0 | 0 | 0 | 0 | 0 | 0 | 0 | 0 | 0 | 0 | 0 | 0 | 0 | 0 | 0 | 0 | 0 | 0 | 0 | 0 | 0 | 0 | 0 | 0 | 0 | 0 | 0 | 0 | 0 | 0 | 0 | 0 | 0 | 0
New Imports
|  |  |  | Contracted |  | 0 | 0 | 0 | 0 | 0 | 0 | 0 | 0 | 0 | 0 | 0 | 0 | 0 | 0 | 0 | 0 | 0 | 0 | 0 | 0 | 0 | 0 | 0 | 0 | 0 | 0 | 0 | 0 | 0 | 0 | 0 | 0 | 0 | 0 | 0 | 0
|  |  |  | Proposed |  | 0 | 0 | 0 | 0 | 0 | 0 | 0 | 0 | 0 | 0 | 0 | 0 | 0 | 0 | 0 | 0 | 0 | 0 | 0 | 0 | 0 | 0 | 0 | 0 | 0 | 0 | 0 | 0 | 0 | 0 | 0 | 0 | 0 | 0 | 0 | 0
| 3 |  | Total New Imports |  |  | 0 | 0 | 0 | 0 | 0 | 0 | 0 | 0 | 0 | 0 | 0 | 0 | 0 | 0 | 0 | 0 | 0 | 0 | 0 | 0 | 0 | 0 | 0 | 0 | 0 | 0 | 0 | 0 | 0 | 0 | 0 | 0 | 0 | 0 | 0 | 0
| 4 |  | New Wind |  |  | 0 | 0 | 0 | 0 | 0 | 0 | 0 | 0 | 0 | 0 | 0 | 0 | 0 | 0 | 0 | 0 | 0 | 0 | 0 | 0 | 0 | 0 | 0 | 0 | 0 | 0 | 0 | 0 | 0 | 0 | 0 | 0 | 0 | 0 | 0 | 0
| 5 | Total New Power Resources |  |  | 1+2+3+4 | 0 | 0 | 0 | 0 | 0 | 0 | 0 | 0 | 0 | 0 | 0 | 0 | 0 | 0 | 0 | 0 | 0 | 0 | 0 | 0 | 0 | 0 | 0 | 0 | 0 | 0 | 0 | 0 | 0 | 0 | 0 | 0 | 0 | 0 | 0 | 0
Base Supply Power Resources
|  |  | Existing Hydro |  |  | 21697 | 21950 | 21940 | 21930 | 21910 | 21890 | 21880 | 21860 | 21850 | 21840 | 21830 | 21830 | 21820 | 21810 | 21810 | 21800 | 21790 | 21790 | 21780 | 21780 | 21770 | 21760 | 21760 | 21750 | 21740 | 21740 | 21730 | 21730 | 21720 | 21710 | 21710 | 21700 | 21690 | 21690 | 21680 | 21670
Existing Thermal
|  |  |  | Brandon Coal - Unit 5 |  | 811 | 811 | 811 | 811 | 811 | 811 | 811 | 592 | 0 | 0 | 0 | 0 | 0 | 0 | 0 | 0 | 0 | 0 | 0 | 0 | 0 | 0 | 0 | 0 | 0 | 0 | 0 | 0 | 0 | 0 | 0 | 0 | 0 | 0 | 0 | 0
|  |  |  | Selkirk Gas |  | 953 | 953 | 953 | 953 | 953 | 953 | 953 | 953 | 953 | 953 | 953 | 953 | 953 | 953 | 953 | 953 | 953 | 953 | 953 | 953 | 953 | 953 | 953 | 953 | 953 | 953 | 953 | 953 | 953 | 953 | 953 | 953 | 953 | 953 | 953 | 953
|  |  |  | Brandon Units 6-7 SCGT |  | 2354 | 2354 | 2354 | 2354 | 2354 | 2354 | 2354 | 2354 | 2354 | 2354 | 2354 | 2354 | 2354 | 2354 | 2354 | 2354 | 2354 | 2354 | 2354 | 2354 | 2354 | 2354 | 2354 | 2354 | 2354 | 2354 | 2354 | 2354 | 2354 | 2354 | 2354 | 2354 | 2354 | 2354 | 2354 | 2354
|  |  | Contracted Imports |  |  | 2705 | 2705 | 1949 | 1549 | 1639 | 1639 | 1639 | 1639 | 1639 | 1639 | 1639 | 1639 | 1639 | 271 | 0 | 0 | 0 | 0 | 0 | 0 | 0 | 0 | 0 | 0 | 0 | 0 | 0 | 0 | 0 | 0 | 0 | 0 | 0 | 0 | 0 | 0
|  |  | Proposed Imports |  |  | 0 | 0 | 781 | 936 | 936 | 936 | 936 | 936 | 936 | 936 | 936 | 936 | 936 | 155 | 0 | 0 | 0 | 0 | 0 | 0 | 0 | 0 | 0 | 0 | 0 | 0 | 0 | 0 | 0 | 0 | 0 | 0 | 0 | 0 | 0 | 0
|  |  | Hydro Adjustment |  |  | 340 | 340 | 373 | 784 | 844 | 844 | 844 | 844 | 844 | 844 | 844 | 844 | 844 | 139 | 0 | 0 | 0 | 0 | 0 | 0 | 0 | 0 | 0 | 0 | 0 | 0 | 0 | 0 | 0 | 0 | 0 | 0 | 0 | 0 | 0 | 0
|  |  | Market Purchases |  |  | 363 | 363 | 338 | 583 | 493 | 493 | 493 | 493 | 493 | 493 | 493 | 493 | 493 | 2641 | 3068 | 3068 | 3068 | 3068 | 3068 | 3068 | 3068 | 3068 | 3068 | 3068 | 3068 | 3068 | 3068 | 3068 | 3068 | 3068 | 3068 | 3068 | 3068 | 3068 | 3068 | 3068
|  |  | Existing Wind |  |  | 766 | 777 | 777 | 777 | 777 | 777 | 777 | 777 | 777 | 777 | 777 | 777 | 777 | 777 | 777 | 777 | 777 | 777 | 777 | 777 | 777 | 777 | 777 | 777 | 777 | 777 | 777 | 777 | 777 | 777 | 777 | 777 | 777 | 777 | 777 | 777
|  |  | Pointe du Bois Rebuild |  |  | 0 | 0 | 0 | 0 | 0 | 0 | 0 | 0 | 0 | 0 | 0 | 0 | 0 | 0 | 0 | 0 | 0 | 0 | 60 | 150 | 150 | 150 | 150 | 150 | 150 | 150 | 150 | 150 | 150 | 150 | 150 | 150 | 150 | 150 | 150 | 150
|  |  | Bipole III Reduced Losses |  |  | 0 | 0 | 0 | 0 | 0 | 239 | 239 | 239 | 239 | 239 | 239 | 239 | 239 | 239 | 239 | 239 | 239 | 239 | 239 | 239 | 239 | 239 | 239 | 239 | 239 | 239 | 239 | 239 | 239 | 239 | 239 | 239 | 239 | 239 | 239 | 239
| 6 | Total Base Supply Power Resources |  |  |  | 29989 | 30253 | 30276 | 30677 | 30717 | 30936 | 30926 | 30687 | 30085 | 30075 | 30065 | 30065 | 30055 | 29339 | 29201 | 29191 | 29181 | 29181 | 29231 | 29321 | 29311 | 29301 | 29301 | 29291 | 29281 | 29281 | 29271 | 29271 | 29261 | 29251 | 29251 | 29241 | 29231 | 29231 | 29221 | 29211
| 7 | Total Power Resources |  |  | 5+6 | 29989 | 30253 | 30276 | 30677 | 30717 | 30936 | 30926 | 30687 | 30085 | 30075 | 30065 | 30065 | 30055 | 29339 | 29201 | 29191 | 29181 | 29181 | 29231 | 29321 | 29311 | 29301 | 29301 | 29291 | 29281 | 29281 | 29271 | 29271 | 29261 | 29251 | 29251 | 29241 | 29231 | 29231 | 29221 | 29211
Manitoba Domestic Load
|  |  | 2012 90th Percentile Load Forecast |  |  | 25323 | 26292 | 26790 | 27257 | 27673 | 28250 | 28858 | 29275 | 29868 | 30434 | 31004 | 31563 | 32125 | 32676 | 33222 | 33774 | 34328 | 34880 | 35430 | 35980 | 36530 | 37080 | 37629 | 38179 | 38729 | 39279 | 39829 | 40379 | 40928 | 41478 | 42028 | 42578 | 43128 | 43678 | 44228 | 44777
|  |  | Construction Power - Hydro |  |  | 0 | 0 | 0 | 0 | 0 | 0 | 0 | 0 | 0 | 0 | 0 | 0 | 0 | 10 | 20 | 30 | 30 | 35 | 30 | 10 | 0 | 0 | 0 | 0 | 0 | 0 | 0 | 0 | 0 | 0 | 0 | 0 | 0 | 0 | 0 | 0
|  |  | Less: 2012 Base DSM Forecast |  |  | -62 | -173 | -271 | -356 | -436 | -509 | -583 | -643 | -693 | -740 | -782 | -805 | -820 | -841 | -865 | -866 | -850 | -832 | -816 | -803 | -779 | -743 | -711 | -682 | -657 | -628 | -598 | -568 | -540 | -516 | -487 | -459 | -431 | -404 | -377 | -349
| 8 | Manitoba Net Load |  |  |  | 25261 | 26119 | 26519 | 26901 | 27237 | 27741 | 28275 | 28632 | 29175 | 29694 | 30222 | 30758 | 31305 | 31845 | 32377 | 32938 | 33508 | 34083 | 34644 | 35187 | 35751 | 36337 | 36918 | 37497 | 38072 | 38651 | 39231 | 39811 | 40388 | 40962 | 41541 | 42119 | 42697 | 43274 | 43851 | 44428
|  |  | Contracted Exports |  |  | 3293 | 3156 | 3156 | 2115 | 2012 | 2012 | 2012 | 2012 | 2012 | 2012 | 2012 | 2012 | 2012 | 249 | 145 | 145 | 145 | 145 | 145 | 145 | 145 | 145 | 145 | 145 | 145 | 145 | 145 | 145 | 145 | 145 | 145 | 145 | 145 | 145 | 145 | 145
|  |  | Proposed Exports |  |  | 0 | 0 | 0 | 162 | 162 | 162 | 162 | 162 | 162 | 162 | 162 | 162 | 162 | 0 | 0 | 0 | 0 | 0 | 0 | 0 | 0 | 0 | 0 | 0 | 0 | 0 | 0 | 0 | 0 | 0 | 0 | 0 | 0 | 0 | 0 | 0
|  |  | Less: Adverse Water |  |  | -91 | 0 | 0 | -309 | -370 | -370 | -370 | -370 | -370 | -370 | -370 | -370 | -370 | -61 | 0 | 0 | 0 | 0 | 0 | 0 | 0 | 0 | 0 | 0 | 0 | 0 | 0 | 0 | 0 | 0 | 0 | 0 | 0 | 0 | 0 | 0
| 9 | Total Net Exports |  |  |  | 3202 | 3156 | 3156 | 1968 | 1804 | 1804 | 1804 | 1804 | 1804 | 1804 | 1804 | 1804 | 1804 | 188 | 145 | 145 | 145 | 145 | 145 | 145 | 145 | 145 | 145 | 145 | 145 | 145 | 145 | 145 | 145 | 145 | 145 | 145 | 145 | 145 | 145 | 145
| 10 | Total Energy Demand |  |  | 8+9 | 28463 | 29275 | 29675 | 28869 | 29041 | 29545 | 30079 | 30436 | 30979 | 31498 | 32026 | 32562 | 33109 | 32033 | 32522 | 33083 | 33653 | 34228 | 34789 | 35332 | 35896 | 36482 | 37063 | 37642 | 38217 | 38796 | 39376 | 39956 | 40533 | 41107 | 41686 | 42264 | 42842 | 43419 | 43996 | 44573
| 11 | System Surplus/(Deficit) |  |  | 7-10 | 1526 | 978 | 601 | 1808 | 1676 | 1391 | 847 | 251 | -894 | -1423 | -1961 | -2497 | -3054 | -2694 | -3321 | -3892 | -4472 | -5047 | -5558 | -6011 | -6585 | -7181 | -7762 | -8351 | -8936 | -9515 | -10105 | -10685 | -11272 | -11856 | -12435 | -13023 | -13611 | -14188 | -14775 | -15362
| 12 |  | Less : | Brandon Unit 5 |  | -811 | -811 | -811 | -811 | -811 | -811 | -811 | -592 | 0 | 0 | 0 | 0 | 0 | 0 | 0 | 0 | 0 | 0 | 0 | 0 | 0 | 0 | 0 | 0 | 0 | 0 | 0 | 0 | 0 | 0 | 0 | 0 | 0 | 0 | 0 | 0
| 13 |  |  | Adverse Water |  | -91 | 0 | 0 | -309 | -370 | -370 | -370 | -370 | -370 | -370 | -370 | -370 | -370 | -61 | 0 | 0 | 0 | 0 | 0 | 0 | 0 | 0 | 0 | 0 | 0 | 0 | 0 | 0 | 0 | 0 | 0 | 0 | 0 | 0 | 0 | 0
|  | Exportable Surplus |  |  | 11+12+13 | 624 | 167 | 0 | 688 | 495 | 210 | 0 | 0 | 0 | 0 | 0 | 0 | 0 | 0 | 0 | 0 | 0 | 0 | 0 | 0 | 0 | 0 | 0 | 0 | 0 | 0 | 0 | 0 | 0 | 0 | 0 | 0 | 0 | 0 | 0 | 0

## 2012 Energy - 10th
Source: NFAT, Appendix 4.2
Date: August 16, 2013
System Firm Energy Demand and Dependable Resources (GWh) @ generation
NFAT 2012 Reference
No New Resources – 10th Percentile Load Forecast
| Fiscal Year |  |  |  |  | 2012/13 | 2013/14 | 2014/15 | 2015/16 | 2016/17 | 2017/18 | 2018/19 | 2019/20 | 2020/21 | 2021/22 | 2022/23 | 2023/24 | 2024/25 | 2025/26 | 2026/27 | 2027/28 | 2028/29 | 2029/30 | 2030/31 | 2031/32 | 2032/33 | 2033/34 | 2034/35 | 2035/36 | 2036/37 | 2037/38 | 2038/39 | 2039/40 | 2040/41 | 2041/42 | 2042/43 | 2043/44 | 2044/45 | 2045/46 | 2046/47 | 2047/48
Power Resources
New Power Resources
New Hydro
|  |  |  | Conawapa |  | 0 | 0 | 0 | 0 | 0 | 0 | 0 | 0 | 0 | 0 | 0 | 0 | 0 | 0 | 0 | 0 | 0 | 0 | 0 | 0 | 0 | 0 | 0 | 0 | 0 | 0 | 0 | 0 | 0 | 0 | 0 | 0 | 0 | 0 | 0 | 0
|  |  |  | Keeyask |  | 0 | 0 | 0 | 0 | 0 | 0 | 0 | 0 | 0 | 0 | 0 | 0 | 0 | 0 | 0 | 0 | 0 | 0 | 0 | 0 | 0 | 0 | 0 | 0 | 0 | 0 | 0 | 0 | 0 | 0 | 0 | 0 | 0 | 0 | 0 | 0
| 1 |  | Total New Hydro |  |  | 0 | 0 | 0 | 0 | 0 | 0 | 0 | 0 | 0 | 0 | 0 | 0 | 0 | 0 | 0 | 0 | 0 | 0 | 0 | 0 | 0 | 0 | 0 | 0 | 0 | 0 | 0 | 0 | 0 | 0 | 0 | 0 | 0 | 0 | 0 | 0
New Thermal
|  |  |  | SCGT |  | 0 | 0 | 0 | 0 | 0 | 0 | 0 | 0 | 0 | 0 | 0 | 0 | 0 | 0 | 0 | 0 | 0 | 0 | 0 | 0 | 0 | 0 | 0 | 0 | 0 | 0 | 0 | 0 | 0 | 0 | 0 | 0 | 0 | 0 | 0 | 0
|  |  |  | CCGT |  | 0 | 0 | 0 | 0 | 0 | 0 | 0 | 0 | 0 | 0 | 0 | 0 | 0 | 0 | 0 | 0 | 0 | 0 | 0 | 0 | 0 | 0 | 0 | 0 | 0 | 0 | 0 | 0 | 0 | 0 | 0 | 0 | 0 | 0 | 0 | 0
| 2 |  | Total New Thermal |  |  | 0 | 0 | 0 | 0 | 0 | 0 | 0 | 0 | 0 | 0 | 0 | 0 | 0 | 0 | 0 | 0 | 0 | 0 | 0 | 0 | 0 | 0 | 0 | 0 | 0 | 0 | 0 | 0 | 0 | 0 | 0 | 0 | 0 | 0 | 0 | 0
New Imports
|  |  |  | Contracted |  | 0 | 0 | 0 | 0 | 0 | 0 | 0 | 0 | 0 | 0 | 0 | 0 | 0 | 0 | 0 | 0 | 0 | 0 | 0 | 0 | 0 | 0 | 0 | 0 | 0 | 0 | 0 | 0 | 0 | 0 | 0 | 0 | 0 | 0 | 0 | 0
|  |  |  | Proposed |  | 0 | 0 | 0 | 0 | 0 | 0 | 0 | 0 | 0 | 0 | 0 | 0 | 0 | 0 | 0 | 0 | 0 | 0 | 0 | 0 | 0 | 0 | 0 | 0 | 0 | 0 | 0 | 0 | 0 | 0 | 0 | 0 | 0 | 0 | 0 | 0
| 3 |  | Total New Imports |  |  | 0 | 0 | 0 | 0 | 0 | 0 | 0 | 0 | 0 | 0 | 0 | 0 | 0 | 0 | 0 | 0 | 0 | 0 | 0 | 0 | 0 | 0 | 0 | 0 | 0 | 0 | 0 | 0 | 0 | 0 | 0 | 0 | 0 | 0 | 0 | 0
| 4 |  | New Wind |  |  | 0 | 0 | 0 | 0 | 0 | 0 | 0 | 0 | 0 | 0 | 0 | 0 | 0 | 0 | 0 | 0 | 0 | 0 | 0 | 0 | 0 | 0 | 0 | 0 | 0 | 0 | 0 | 0 | 0 | 0 | 0 | 0 | 0 | 0 | 0 | 0
| 5 | Total New Power Resources |  |  | 1+2+3+4 | 0 | 0 | 0 | 0 | 0 | 0 | 0 | 0 | 0 | 0 | 0 | 0 | 0 | 0 | 0 | 0 | 0 | 0 | 0 | 0 | 0 | 0 | 0 | 0 | 0 | 0 | 0 | 0 | 0 | 0 | 0 | 0 | 0 | 0 | 0 | 0
Base Supply Power Resources
|  |  | Existing Hydro |  |  | 21697 | 21950 | 21940 | 21930 | 21910 | 21890 | 21880 | 21860 | 21850 | 21840 | 21830 | 21830 | 21820 | 21810 | 21810 | 21800 | 21790 | 21790 | 21780 | 21780 | 21770 | 21760 | 21760 | 21750 | 21740 | 21740 | 21730 | 21730 | 21720 | 21710 | 21710 | 21700 | 21690 | 21690 | 21680 | 21670
Existing Thermal
|  |  |  | Brandon Coal - Unit 5 |  | 811 | 811 | 811 | 811 | 811 | 811 | 811 | 592 | 0 | 0 | 0 | 0 | 0 | 0 | 0 | 0 | 0 | 0 | 0 | 0 | 0 | 0 | 0 | 0 | 0 | 0 | 0 | 0 | 0 | 0 | 0 | 0 | 0 | 0 | 0 | 0
|  |  |  | Selkirk Gas |  | 953 | 953 | 953 | 953 | 953 | 953 | 953 | 953 | 953 | 953 | 953 | 953 | 953 | 953 | 953 | 953 | 953 | 953 | 953 | 953 | 953 | 953 | 953 | 953 | 953 | 953 | 953 | 953 | 953 | 953 | 953 | 953 | 953 | 953 | 953 | 953
|  |  |  | Brandon Units 6-7 SCGT |  | 2354 | 2354 | 2354 | 2354 | 2354 | 2354 | 2354 | 2354 | 2354 | 2354 | 2354 | 2354 | 2354 | 2354 | 2354 | 2354 | 2354 | 2354 | 2354 | 2354 | 2354 | 2354 | 2354 | 2354 | 2354 | 2354 | 2354 | 2354 | 2354 | 2354 | 2354 | 2354 | 2354 | 2354 | 2354 | 2354
|  |  | Contracted Imports |  |  | 2705 | 2705 | 1949 | 1549 | 1639 | 1639 | 1639 | 1639 | 1639 | 1639 | 1639 | 1639 | 1639 | 271 | 0 | 0 | 0 | 0 | 0 | 0 | 0 | 0 | 0 | 0 | 0 | 0 | 0 | 0 | 0 | 0 | 0 | 0 | 0 | 0 | 0 | 0
|  |  | Proposed Imports |  |  | 0 | 0 | 781 | 936 | 936 | 936 | 936 | 936 | 936 | 936 | 936 | 936 | 936 | 155 | 0 | 0 | 0 | 0 | 0 | 0 | 0 | 0 | 0 | 0 | 0 | 0 | 0 | 0 | 0 | 0 | 0 | 0 | 0 | 0 | 0 | 0
|  |  | Hydro Adjustment |  |  | 340 | 340 | 373 | 784 | 844 | 844 | 844 | 844 | 844 | 844 | 844 | 844 | 844 | 139 | 0 | 0 | 0 | 0 | 0 | 0 | 0 | 0 | 0 | 0 | 0 | 0 | 0 | 0 | 0 | 0 | 0 | 0 | 0 | 0 | 0 | 0
|  |  | Market Purchases |  |  | 363 | 363 | 338 | 583 | 493 | 493 | 493 | 493 | 493 | 493 | 493 | 493 | 493 | 2418 | 2835 | 2872 | 2910 | 2948 | 2986 | 3022 | 3060 | 3068 | 3068 | 3068 | 3068 | 3068 | 3068 | 3068 | 3068 | 3068 | 3068 | 3068 | 3068 | 3068 | 3068 | 3068
|  |  | Existing Wind |  |  | 766 | 777 | 777 | 777 | 777 | 777 | 777 | 777 | 777 | 777 | 777 | 777 | 777 | 777 | 777 | 777 | 777 | 777 | 777 | 777 | 777 | 777 | 777 | 777 | 777 | 777 | 777 | 777 | 777 | 777 | 777 | 777 | 777 | 777 | 777 | 777
|  |  | Pointe du Bois Rebuild |  |  | 0 | 0 | 0 | 0 | 0 | 0 | 0 | 0 | 0 | 0 | 0 | 0 | 0 | 0 | 0 | 0 | 0 | 0 | 60 | 150 | 150 | 150 | 150 | 150 | 150 | 150 | 150 | 150 | 150 | 150 | 150 | 150 | 150 | 150 | 150 | 150
|  |  | Bipole III Reduced Losses |  |  | 0 | 0 | 0 | 0 | 0 | 239 | 239 | 239 | 239 | 239 | 239 | 239 | 239 | 239 | 239 | 239 | 239 | 239 | 239 | 239 | 239 | 239 | 239 | 239 | 239 | 239 | 239 | 239 | 239 | 239 | 239 | 239 | 239 | 239 | 239 | 239
| 6 | Total Base Supply Power Resources |  |  |  | 29989 | 30253 | 30276 | 30677 | 30717 | 30936 | 30926 | 30687 | 30085 | 30075 | 30065 | 30065 | 30055 | 29116 | 28968 | 28995 | 29023 | 29061 | 29149 | 29275 | 29303 | 29301 | 29301 | 29291 | 29281 | 29281 | 29271 | 29271 | 29261 | 29251 | 29251 | 29241 | 29231 | 29231 | 29221 | 29211
| 7 | Total Power Resources |  |  | 5+6 | 29989 | 30253 | 30276 | 30677 | 30717 | 30936 | 30926 | 30687 | 30085 | 30075 | 30065 | 30065 | 30055 | 29116 | 28968 | 28995 | 29023 | 29061 | 29149 | 29275 | 29303 | 29301 | 29301 | 29291 | 29281 | 29281 | 29271 | 29271 | 29261 | 29251 | 29251 | 29241 | 29231 | 29231 | 29221 | 29211
Manitoba Domestic Load
|  |  | 2012 10th Percentile Load Forecast |  |  | 24599 | 25176 | 25351 | 25530 | 25680 | 26005 | 26375 | 26562 | 26932 | 27283 | 27641 | 27994 | 28353 | 28706 | 29055 | 29414 | 29777 | 30141 | 30505 | 30870 | 31235 | 31600 | 31966 | 32331 | 32696 | 33062 | 33427 | 33792 | 34157 | 34523 | 34888 | 35253 | 35619 | 35984 | 36349 | 36715
|  |  | Construction Power - Hydro |  |  | 0 | 0 | 0 | 0 | 0 | 0 | 0 | 0 | 0 | 0 | 0 | 0 | 0 | 10 | 20 | 30 | 30 | 35 | 30 | 10 | 0 | 0 | 0 | 0 | 0 | 0 | 0 | 0 | 0 | 0 | 0 | 0 | 0 | 0 | 0 | 0
|  |  | Less: 2012 Base DSM Forecast |  |  | -62 | -173 | -271 | -356 | -436 | -509 | -583 | -643 | -693 | -740 | -782 | -805 | -820 | -841 | -865 | -866 | -850 | -832 | -816 | -803 | -779 | -743 | -711 | -682 | -657 | -628 | -598 | -568 | -540 | -516 | -487 | -459 | -431 | -404 | -377 | -349
| 8 | Manitoba Net Load |  |  |  | 24537 | 25003 | 25080 | 25174 | 25244 | 25496 | 25792 | 25919 | 26239 | 26543 | 26859 | 27189 | 27533 | 27875 | 28210 | 28578 | 28957 | 29344 | 29719 | 30077 | 30456 | 30857 | 31255 | 31649 | 32039 | 32434 | 32829 | 33224 | 33617 | 34007 | 34401 | 34794 | 35188 | 35580 | 35972 | 36366
|  |  | Contracted Exports |  |  | 3293 | 3156 | 3156 | 2115 | 2012 | 2012 | 2012 | 2012 | 2012 | 2012 | 2012 | 2012 | 2012 | 249 | 145 | 145 | 145 | 145 | 145 | 145 | 145 | 145 | 145 | 145 | 145 | 145 | 145 | 145 | 145 | 145 | 145 | 145 | 145 | 145 | 145 | 145
|  |  | Proposed Exports |  |  | 0 | 0 | 0 | 162 | 162 | 162 | 162 | 162 | 162 | 162 | 162 | 162 | 162 | 0 | 0 | 0 | 0 | 0 | 0 | 0 | 0 | 0 | 0 | 0 | 0 | 0 | 0 | 0 | 0 | 0 | 0 | 0 | 0 | 0 | 0 | 0
|  |  | Less: Adverse Water |  |  | -91 | 0 | 0 | -309 | -370 | -370 | -370 | -370 | -370 | -370 | -370 | -370 | -370 | -61 | 0 | 0 | 0 | 0 | 0 | 0 | 0 | 0 | 0 | 0 | 0 | 0 | 0 | 0 | 0 | 0 | 0 | 0 | 0 | 0 | 0 | 0
| 9 | Total Net Exports |  |  |  | 3202 | 3156 | 3156 | 1968 | 1804 | 1804 | 1804 | 1804 | 1804 | 1804 | 1804 | 1804 | 1804 | 188 | 145 | 145 | 145 | 145 | 145 | 145 | 145 | 145 | 145 | 145 | 145 | 145 | 145 | 145 | 145 | 145 | 145 | 145 | 145 | 145 | 145 | 145
| 10 | Total Energy Demand |  |  | 8+9 | 27739 | 28159 | 28236 | 27142 | 27048 | 27300 | 27596 | 27723 | 28043 | 28347 | 28663 | 28993 | 29337 | 28063 | 28355 | 28723 | 29102 | 29489 | 29864 | 30222 | 30601 | 31002 | 31400 | 31794 | 32184 | 32579 | 32974 | 33369 | 33762 | 34152 | 34546 | 34939 | 35333 | 35725 | 36117 | 36511
| 11 | System Surplus/(Deficit) |  |  | 7-10 | 2250 | 2094 | 2040 | 3535 | 3669 | 3636 | 3330 | 2964 | 2042 | 1728 | 1402 | 1072 | 718 | 1053 | 613 | 272 | -79 | -428 | -715 | -947 | -1298 | -1701 | -2099 | -2503 | -2903 | -3298 | -3703 | -4098 | -4501 | -4901 | -5295 | -5698 | -6102 | -6494 | -6896 | -7300
| 12 |  | Less : | Brandon Unit 5 |  | -811 | -811 | -811 | -811 | -811 | -811 | -811 | -592 | 0 | 0 | 0 | 0 | 0 | 0 | 0 | 0 | 0 | 0 | 0 | 0 | 0 | 0 | 0 | 0 | 0 | 0 | 0 | 0 | 0 | 0 | 0 | 0 | 0 | 0 | 0 | 0
| 13 |  |  | Adverse Water |  | -91 | 0 | 0 | -309 | -370 | -370 | -370 | -370 | -370 | -370 | -370 | -370 | -370 | -61 | 0 | 0 | 0 | 0 | 0 | 0 | 0 | 0 | 0 | 0 | 0 | 0 | 0 | 0 | 0 | 0 | 0 | 0 | 0 | 0 | 0 | 0
|  | Exportable Surplus |  |  | 11+12+13 | 1348 | 1283 | 1229 | 2415 | 2488 | 2455 | 2149 | 2002 | 1672 | 1358 | 1032 | 702 | 348 | 992 | 613 | 272 | 0 | 0 | 0 | 0 | 0 | 0 | 0 | 0 | 0 | 0 | 0 | 0 | 0 | 0 | 0 | 0 | 0 | 0 | 0 | 0

## 2013 Energy
Source: NFAT, Appendix 4.2
Date: August 16, 2013
System Firm Energy Demand and Dependable Resources (GWh) @ generation
NFAT 2013 Update
No New Resources
| Fiscal Year |  |  |  |  | 2013/14 | 2014/15 | 2015/16 | 2016/17 | 2017/18 | 2018/19 | 2019/20 | 2020/21 | 2021/22 | 2022/23 | 2023/24 | 2024/25 | 2025/26 | 2026/27 | 2027/28 | 2028/29 | 2029/30 | 2030/31 | 2031/32 | 2032/33 | 2033/34 | 2034/35 | 2035/36 | 2036/37 | 2037/38 | 2038/39 | 2039/40 | 2040/41 | 2041/42 | 2042/43 | 2043/44 | 2044/45 | 2045/46 | 2046/47 | 2047/48 | 2048/49
Power Resources
New Power Resources
New Hydro
|  |  |  | Conawapa |  | 0 | 0 | 0 | 0 | 0 | 0 | 0 | 0 | 0 | 0 | 0 | 0 | 0 | 0 | 0 | 0 | 0 | 0 | 0 | 0 | 0 | 0 | 0 | 0 | 0 | 0 | 0 | 0 | 0 | 0 | 0 | 0 | 0 | 0 | 0 | 0
|  |  |  | Keeyask |  | 0 | 0 | 0 | 0 | 0 | 0 | 0 | 0 | 0 | 0 | 0 | 0 | 0 | 0 | 0 | 0 | 0 | 0 | 0 | 0 | 0 | 0 | 0 | 0 | 0 | 0 | 0 | 0 | 0 | 0 | 0 | 0 | 0 | 0 | 0 | 0
| 1 |  | Total New Hydro |  |  | 0 | 0 | 0 | 0 | 0 | 0 | 0 | 0 | 0 | 0 | 0 | 0 | 0 | 0 | 0 | 0 | 0 | 0 | 0 | 0 | 0 | 0 | 0 | 0 | 0 | 0 | 0 | 0 | 0 | 0 | 0 | 0 | 0 | 0 | 0 | 0
New Thermal
|  |  |  | SCGT |  | 0 | 0 | 0 | 0 | 0 | 0 | 0 | 0 | 0 | 0 | 0 | 0 | 0 | 0 | 0 | 0 | 0 | 0 | 0 | 0 | 0 | 0 | 0 | 0 | 0 | 0 | 0 | 0 | 0 | 0 | 0 | 0 | 0 | 0 | 0 | 0
|  |  |  | CCGT |  | 0 | 0 | 0 | 0 | 0 | 0 | 0 | 0 | 0 | 0 | 0 | 0 | 0 | 0 | 0 | 0 | 0 | 0 | 0 | 0 | 0 | 0 | 0 | 0 | 0 | 0 | 0 | 0 | 0 | 0 | 0 | 0 | 0 | 0 | 0 | 0
| 2 |  | Total New Thermal |  |  | 0 | 0 | 0 | 0 | 0 | 0 | 0 | 0 | 0 | 0 | 0 | 0 | 0 | 0 | 0 | 0 | 0 | 0 | 0 | 0 | 0 | 0 | 0 | 0 | 0 | 0 | 0 | 0 | 0 | 0 | 0 | 0 | 0 | 0 | 0 | 0
New Imports
|  |  |  | Contracted |  | 0 | 0 | 0 | 0 | 0 | 0 | 0 | 0 | 0 | 0 | 0 | 0 | 0 | 0 | 0 | 0 | 0 | 0 | 0 | 0 | 0 | 0 | 0 | 0 | 0 | 0 | 0 | 0 | 0 | 0 | 0 | 0 | 0 | 0 | 0 | 0
|  |  |  | Proposed |  | 0 | 0 | 0 | 0 | 0 | 0 | 0 | 0 | 0 | 0 | 0 | 0 | 0 | 0 | 0 | 0 | 0 | 0 | 0 | 0 | 0 | 0 | 0 | 0 | 0 | 0 | 0 | 0 | 0 | 0 | 0 | 0 | 0 | 0 | 0 | 0
| 3 |  | Total New Imports |  |  | 0 | 0 | 0 | 0 | 0 | 0 | 0 | 0 | 0 | 0 | 0 | 0 | 0 | 0 | 0 | 0 | 0 | 0 | 0 | 0 | 0 | 0 | 0 | 0 | 0 | 0 | 0 | 0 | 0 | 0 | 0 | 0 | 0 | 0 | 0 | 0
| 4 |  | New Wind |  |  | 0 | 0 | 0 | 0 | 0 | 0 | 0 | 0 | 0 | 0 | 0 | 0 | 0 | 0 | 0 | 0 | 0 | 0 | 0 | 0 | 0 | 0 | 0 | 0 | 0 | 0 | 0 | 0 | 0 | 0 | 0 | 0 | 0 | 0 | 0 | 0
| 5 | Total New Power Resources |  |  | 1+2+3+4 | 0 | 0 | 0 | 0 | 0 | 0 | 0 | 0 | 0 | 0 | 0 | 0 | 0 | 0 | 0 | 0 | 0 | 0 | 0 | 0 | 0 | 0 | 0 | 0 | 0 | 0 | 0 | 0 | 0 | 0 | 0 | 0 | 0 | 0 | 0 | 0
Base Supply Power Resources
|  |  | Existing Hydro |  |  | 21914 | 21912 | 21911 | 21899 | 21888 | 21880 | 21862 | 21854 | 21846 | 21838 | 21838 | 21828 | 21818 | 21818 | 21808 | 21798 | 21798 | 21788 | 21788 | 21778 | 21768 | 21768 | 21758 | 21748 | 21748 | 21738 | 21738 | 21728 | 21718 | 21718 | 21708 | 21698 | 21698 | 21688 | 21678 | 21678
Existing Thermal
|  |  |  | Brandon Coal - Unit 5 |  | 811 | 811 | 811 | 811 | 811 | 811 | 592 | 0 | 0 | 0 | 0 | 0 | 0 | 0 | 0 | 0 | 0 | 0 | 0 | 0 | 0 | 0 | 0 | 0 | 0 | 0 | 0 | 0 | 0 | 0 | 0 | 0 | 0 | 0 | 0 | 0
|  |  |  | Selkirk Gas |  | 953 | 953 | 953 | 953 | 953 | 953 | 953 | 953 | 953 | 953 | 953 | 953 | 953 | 953 | 953 | 953 | 953 | 953 | 953 | 953 | 953 | 953 | 953 | 953 | 953 | 953 | 953 | 953 | 953 | 953 | 953 | 953 | 953 | 953 | 953 | 953
|  |  |  | Brandon Units 6-7 SCGT |  | 2354 | 2354 | 2354 | 2354 | 2354 | 2354 | 2354 | 2354 | 2354 | 2354 | 2354 | 2354 | 2354 | 2354 | 2354 | 2354 | 2354 | 2354 | 2354 | 2354 | 2354 | 2354 | 2354 | 2354 | 2354 | 2354 | 2354 | 2354 | 2354 | 2354 | 2354 | 2354 | 2354 | 2354 | 2354 | 2354
|  |  | Contracted Imports |  |  | 2705 | 1949 | 1549 | 1639 | 1639 | 1639 | 1639 | 1639 | 1639 | 1639 | 1639 | 1639 | 271 | 0 | 0 | 0 | 0 | 0 | 0 | 0 | 0 | 0 | 0 | 0 | 0 | 0 | 0 | 0 | 0 | 0 | 0 | 0 | 0 | 0 | 0 | 0
|  |  | Proposed Imports |  |  | 0 | 781 | 936 | 936 | 936 | 936 | 936 | 936 | 936 | 936 | 936 | 936 | 936 | 936 | 936 | 936 | 936 | 155 | 0 | 0 | 0 | 0 | 0 | 0 | 0 | 0 | 0 | 0 | 0 | 0 | 0 | 0 | 0 | 0 | 0 | 0
|  |  | Hydro Adjustment |  |  | 340 | 373 | 784 | 844 | 844 | 844 | 844 | 844 | 844 | 844 | 844 | 844 | 406 | 307 | 307 | 307 | 307 | 70 | 0 | 0 | 0 | 0 | 0 | 0 | 0 | 0 | 0 | 0 | 0 | 0 | 0 | 0 | 0 | 0 | 0 | 0
|  |  | Market Purchases |  |  | 363 | 338 | 583 | 493 | 493 | 493 | 493 | 493 | 493 | 493 | 493 | 493 | 1861 | 2132 | 2132 | 2132 | 2132 | 2913 | 3068 | 3068 | 3068 | 3068 | 3068 | 3068 | 3068 | 3068 | 3068 | 3068 | 3068 | 3068 | 3068 | 3068 | 3068 | 3068 | 3068 | 3068
|  |  | Existing Wind |  |  | 771 | 771 | 771 | 771 | 771 | 771 | 771 | 771 | 771 | 771 | 771 | 771 | 771 | 771 | 771 | 771 | 771 | 771 | 771 | 771 | 771 | 771 | 771 | 771 | 771 | 771 | 771 | 771 | 771 | 771 | 771 | 771 | 771 | 771 | 771 | 771
|  |  | Pointe du Bois Rebuild |  |  | 0 | 0 | 0 | 0 | 0 | 0 | 0 | 0 | 0 | 0 | 0 | 0 | 0 | 0 | 0 | 0 | 0 | 60 | 150 | 150 | 150 | 150 | 150 | 150 | 150 | 150 | 150 | 150 | 150 | 150 | 150 | 150 | 150 | 150 | 150 | 150
|  |  | Bipole III Reduced Losses |  |  | 0 | 0 | 0 | 0 | 190 | 190 | 190 | 190 | 190 | 190 | 190 | 190 | 190 | 190 | 190 | 190 | 190 | 190 | 190 | 190 | 190 | 190 | 190 | 190 | 190 | 190 | 190 | 190 | 190 | 190 | 190 | 190 | 190 | 190 | 190 | 190
| 6 | Total Base Supply Power Resources |  |  |  | 30211 | 30242 | 30652 | 30700 | 30879 | 30871 | 30634 | 30034 | 30026 | 30018 | 30018 | 30008 | 29560 | 29461 | 29451 | 29441 | 29441 | 29254 | 29274 | 29264 | 29254 | 29254 | 29244 | 29234 | 29234 | 29224 | 29224 | 29214 | 29204 | 29204 | 29194 | 29184 | 29184 | 29174 | 29164 | 29164
| 7 | Total Power Resources |  |  | 5+6 | 30211 | 30242 | 30652 | 30700 | 30879 | 30871 | 30634 | 30034 | 30026 | 30018 | 30018 | 30008 | 29560 | 29461 | 29451 | 29441 | 29441 | 29254 | 29274 | 29264 | 29254 | 29254 | 29244 | 29234 | 29234 | 29224 | 29224 | 29214 | 29204 | 29204 | 29194 | 29184 | 29184 | 29174 | 29164 | 29164
Manitoba Domestic Load
|  |  | 2013 Base Load Forecast |  |  | 25239 | 25676 | 26013 | 26322 | 26606 | 27003 | 27398 | 27789 | 28197 | 28605 | 29013 | 29418 | 29822 | 30225 | 30625 | 31041 | 31453 | 31863 | 32265 | 32667 | 33069 | 33471 | 33873 | 34274 | 34676 | 35078 | 35480 | 35882 | 36283 | 36685 | 37087 | 37489 | 37890 | 38292 | 38694 | 39096
|  |  | Construction Power - Hydro |  |  | 0 | 0 | 0 | 0 | 0 | 0 | 0 | 0 | 0 | 0 | 0 | 0 | 0 | 4 | 12 | 16 | 28 | 8 | 8 | 4 | 0 | 0 | 0 | 0 | 0 | 0 | 0 | 0 | 0 | 0 | 0 | 0 | 0 | 0 | 0 | 0
|  |  | Less: 2013 Base DSM Forecast |  |  | -108 | -204 | -288 | -362 | -433 | -501 | -548 | -588 | -628 | -667 | -696 | -712 | -728 | -751 | -773 | -755 | -736 | -722 | -712 | -701 | -665 | -636 | -609 | -585 | -562 | -535 | -508 | -484 | -465 | -446 | -446 | -446 | -446 | -446 | -446 | -446
| 8 | Manitoba Net Load |  |  |  | 25131 | 25472 | 25725 | 25960 | 26173 | 26502 | 26850 | 27201 | 27569 | 27938 | 28317 | 28706 | 29094 | 29478 | 29864 | 30302 | 30745 | 31149 | 31561 | 31970 | 32404 | 32835 | 33264 | 33689 | 34114 | 34543 | 34972 | 35398 | 35818 | 36239 | 36641 | 37043 | 37444 | 37846 | 38248 | 38650
|  |  | Contracted Exports |  |  | 3156 | 3156 | 2115 | 2012 | 2012 | 2012 | 2012 | 2012 | 2012 | 2012 | 2012 | 2012 | 249 | 145 | 145 | 145 | 145 | 145 | 145 | 145 | 145 | 145 | 145 | 145 | 145 | 145 | 145 | 145 | 145 | 145 | 145 | 145 | 145 | 145 | 145 | 145
|  |  | Proposed Exports |  |  | 0 | 0 | 394 | 414 | 414 | 414 | 414 | 204 | 162 | 162 | 162 | 162 | 162 | 162 | 162 | 162 | 162 | 0 | 0 | 0 | 0 | 0 | 0 | 0 | 0 | 0 | 0 | 0 | 0 | 0 | 0 | 0 | 0 | 0 | 0 | 0
|  |  | Less: Adverse Water |  |  | 0 | 0 | -309 | -370 | -370 | -370 | -370 | -370 | -370 | -370 | -370 | -370 | -61 | 0 | 0 | 0 | 0 | 0 | 0 | 0 | 0 | 0 | 0 | 0 | 0 | 0 | 0 | 0 | 0 | 0 | 0 | 0 | 0 | 0 | 0 | 0
| 9 | Total Net Exports |  |  |  | 3156 | 3156 | 2200 | 2056 | 2056 | 2056 | 2056 | 1846 | 1804 | 1804 | 1804 | 1804 | 350 | 307 | 307 | 307 | 307 | 145 | 145 | 145 | 145 | 145 | 145 | 145 | 145 | 145 | 145 | 145 | 145 | 145 | 145 | 145 | 145 | 145 | 145 | 145
| 10 | Total Energy Demand |  |  | 8+9 | 28287 | 28628 | 27925 | 28016 | 28229 | 28558 | 28906 | 29047 | 29373 | 29742 | 30121 | 30510 | 29444 | 29785 | 30171 | 30609 | 31052 | 31294 | 31706 | 32115 | 32549 | 32980 | 33409 | 33834 | 34259 | 34688 | 35117 | 35543 | 35963 | 36384 | 36786 | 37188 | 37589 | 37991 | 38393 | 38795
40542
| 11 | System Surplus/(Deficit) |  |  | 7-10 | 1924 | 1614 | 2727 | 2684 | 2650 | 2313 | 1728 | 987 | 653 | 276 | -103 | -502 | 116 | -324 | -720 | -1168 | -1611 | -2040 | -2432 | -2851 | -3295 | -3726 | -4165 | -4600 | -5025 | -5464 | -5893 | -6329 | -6759 | -7180 | -7592 | -8004 | -8405 | -8817 | -9229 | -9631
| 12 |  | Less : | Brandon Unit 5 |  | -811 | -811 | -811 | -811 | -811 | -811 | -592 | 0 | 0 | 0 | 0 | 0 | 0 | 0 | 0 | 0 | 0 | 0 | 0 | 0 | 0 | 0 | 0 | 0 | 0 | 0 | 0 | 0 | 0 | 0 | 0 | 0 | 0 | 0 | 0 | 0
| 13 |  |  | Adverse Water |  | 0 | 0 | -309 | -370 | -370 | -370 | -370 | -370 | -370 | -370 | -370 | -370 | -61 | 0 | 0 | 0 | 0 | 0 | 0 | 0 | 0 | 0 | 0 | 0 | 0 | 0 | 0 | 0 | 0 | 0 | 0 | 0 | 0 | 0 | 0 | 0
|  | Exportable Surplus |  |  | 11+12+13 | 1113 | 803 | 1607 | 1503 | 1469 | 1132 | 766 | 617 | 283 | 0 | 0 | 0 | 55 | 0 | 0 | 0 | 0 | 0 | 0 | 0 | 0 | 0 | 0 | 0 | 0 | 0 | 0 | 0 | 0 | 0 | 0 | 0 | 0 | 0 | 0 | 0

## 2013 Load Sensitivities
Source: NFAT Appendix D, p. 45-46
Energy
| 2013/14 | 2014/15 | 2015/16 | 2016/17 | 2017/18 | 2018/19 | 2019/20 | 2020/21 | 2021/22 | 2022/23 | 2023/24 | 2024/25 | 2025/26 | 2026/27 | 2027/28 | 2028/29 | 2029/30 | 2030/31 | 2031/32 | 2032/33
Gross Firm Base Fcast | 25239 | 25676 | 26013 | 26322 | 26606 | 27003 | 27398 | 27789 | 28197 | 28605 | 29013 | 29418 | 29822 | 30225 | 30625 | 31041 | 31453 | 31863 | 32265 | 32667
Long Term Economic Std Dev | 284 | 434 | 557 | 667 | 767 | 862 | 951 | 1038 | 1121 | 1202 | 1280 | 1357 | 1433 | 1507 | 1579 | 1651 | 1721 | 1791 | 1860 | 1928
10.0% Prob point | 24875 | 25119 | 25299 | 25468 | 25623 | 25898 | 26178 | 26460 | 26761 | 27065 | 27372 | 27679 | 27986 | 28295 | 28602 | 28925 | 29246 | 29568 | 29882 | 30196
90.0% Prob point | 25603 | 26232 | 26727 | 27176 | 27589 | 28107 | 28617 | 29119 | 29634 | 30145 | 30654 | 31157 | 31658 | 32156 | 32649 | 33156 | 33659 | 34159 | 34649 | 35138
Peak
| 2013/14 | 2014/15 | 2015/16 | 2016/17 | 2017/18 | 2018/19 | 2019/20 | 2020/21 | 2021/22 | 2022/23 | 2023/24 | 2024/25 | 2025/26 | 2026/27 | 2027/28 | 2028/29 | 2029/30 | 2030/31 | 2031/32 | 2032/33
Gross Total Peak Base Fcast | 4601 | 4680 | 4742 | 4801 | 4857 | 4930 | 5002 | 5074 | 5147 | 5222 | 5296 | 5369 | 5443 | 5516 | 5588 | 5664 | 5739 | 5813 | 5886 | 5959
Long Term Economic Std Dev | 61 | 97 | 127 | 154 | 179 | 204 | 227 | 249 | 271 | 293 | 314 | 335 | 355 | 375 | 395 | 415 | 434 | 454 | 473 | 492
10.0% Prob point | 4522 | 4556 | 4579 | 4603 | 4628 | 4669 | 4711 | 4754 | 4800 | 4846 | 4893 | 4940 | 4988 | 5035 | 5082 | 5132 | 5182 | 5232 | 5280 | 5329
90.0% Prob point | 4679 | 4804 | 4904 | 4998 | 5087 | 5191 | 5293 | 5393 | 5495 | 5597 | 5698 | 5798 | 5898 | 5997 | 6095 | 6195 | 6295 | 6395 | 6492 | 6590